## Estimation
DRY FIRE - Estimation Workbook
Site Address
Quote No
Item Description / Scope | Product | Quantity | Cost (ea) | Sell (ea) | Markup % | Subtotal | Profit
Detector Supply only (Female Toilets) | 2251CPI-W — AA Photoelectric C Series Smoke Detector — White (Pertronic) | 3 | 113.5 | 147.55 | 30% | 442.65 | 102.15 | 2 | Adjacent the Lift
Detector Supply only (Within Level 5 Tenancy) | 2251CPI-W — AA Photoelectric C Series Smoke Detector — White (Pertronic) | 16 | 113.5 | 147.55 | 30% | 2360.8 | 544.8 | 16 | Within the tenancies
Detector Supply ( Adjacent the lifts) | 2251CPI-W — AA Photoelectric C Series Smoke Detector — White (Pertronic) | 3 | 113.5 | 147.55 | 30% | 442.65 | 102.15 | 3 | Within the Male/Female Toilets
Labour Rate 2 x techs |  | 16 | 105 | 130 | 30% | 2080 | 400
Consumables |  | 1 | 200 | 450 | 30% | 450 | 250
Programming |  | 1 | 0 | 750 | 30% | 750 | 750
30%
30%
30%
30%
TOTAL | [5 empty] | 6526.1 | 2149.1
FIND PRODUCT
Search term: |  |  |  | Type any part of a code, description, or supplier. Top 15 matches shown below.
Supplier | Code | Description |  |  |  |  | Cost (AUD)

## Catalog
CATALOG — Consolidated Product List (auto-built from supplier tabs)
Supplier | Code | Description | Cost (AUD ex GST) | Display (used by dropdown) | SearchKey | Match | Rank
Pertronic | F220-A0.6/5A | F220, 600mm Cabinet, 2 Loops, 5A PSU, White rackplates | 4150 | F220-A0.6/5A — F220, 600mm Cabinet, 2 Loops, 5A PSU, White rackplates (Pertronic) | pertronic f220-a0.6/5a f220, 600mm cabinet, 2 loops, 5a psu, white rackplates | 0
Pertronic | F220-A0.6/11A | F220, 600mm Cabinet, 2 Loops, 11A PSU, White rackplates | 4391 | F220-A0.6/11A — F220, 600mm Cabinet, 2 Loops, 11A PSU, White rackplates (Pertronic) | pertronic f220-a0.6/11a f220, 600mm cabinet, 2 loops, 11a psu, white rackplates | 0
Pertronic | F220-A10U/5A | F220, 10U Cabinet, 2 Loops, 5A PSU | 3900 | F220-A10U/5A — F220, 10U Cabinet, 2 Loops, 5A PSU (Pertronic) | pertronic f220-a10u/5a f220, 10u cabinet, 2 loops, 5a psu | 0
Pertronic | F220-A13U/5A | F220, 13U Cabinet, 2 Loops, 5A PSU | 3990 | F220-A13U/5A — F220, 13U Cabinet, 2 Loops, 5A PSU (Pertronic) | pertronic f220-a13u/5a f220, 13u cabinet, 2 loops, 5a psu | 0
Pertronic | F220-A13U/5A-NOASE | F220, 13U, 5A PSU, 8WCOMR, No ASE | 5872 | F220-A13U/5A-NOASE — F220, 13U, 5A PSU, 8WCOMR, No ASE (Pertronic) | pertronic f220-a13u/5a-noase f220, 13u, 5a psu, 8wcomr, no ase | 0
Pertronic | F220-A13U/5A/EA60 | F220, 13U, 5A PSU, 60W Amp+Mic | 4853 | F220-A13U/5A/EA60 — F220, 13U, 5A PSU, 60W Amp+Mic (Pertronic) | pertronic f220-a13u/5a/ea60 f220, 13u, 5a psu, 60w amp+mic | 0
Pertronic | F220-A13U/11A | F220, 13U Cabinet, 2 Loops, 11A PSU | 4231 | F220-A13U/11A — F220, 13U Cabinet, 2 Loops, 11A PSU (Pertronic) | pertronic f220-a13u/11a f220, 13u cabinet, 2 loops, 11a psu | 0
Pertronic | F220-A13U/11A/EA60 | F220, 13U, 11A PSU, 60W Amp+Mic | 5094 | F220-A13U/11A/EA60 — F220, 13U, 11A PSU, 60W Amp+Mic (Pertronic) | pertronic f220-a13u/11a/ea60 f220, 13u, 11a psu, 60w amp+mic | 0
Pertronic | F220-A16U/5A | F220, 16U Cabinet, 2 Loops, 5A PSU | 4730 | F220-A16U/5A — F220, 16U Cabinet, 2 Loops, 5A PSU (Pertronic) | pertronic f220-a16u/5a f220, 16u cabinet, 2 loops, 5a psu | 0
Pertronic | F220-A16U/5A/EA60 | F220, 16U, 5A PSU, 60W Amp+Mic | 5593 | F220-A16U/5A/EA60 — F220, 16U, 5A PSU, 60W Amp+Mic (Pertronic) | pertronic f220-a16u/5a/ea60 f220, 16u, 5a psu, 60w amp+mic | 0
Pertronic | F220-A16U/5A/NCU | F220, 16U, 5A PSU, Network Control Unit | 5411 | F220-A16U/5A/NCU — F220, 16U, 5A PSU, Network Control Unit (Pertronic) | pertronic f220-a16u/5a/ncu f220, 16u, 5a psu, network control unit | 0
Pertronic | F220-A16U/11A | F220, 16U Cabinet, 2 Loops, 11A PSU | 4971 | F220-A16U/11A — F220, 16U Cabinet, 2 Loops, 11A PSU (Pertronic) | pertronic f220-a16u/11a f220, 16u cabinet, 2 loops, 11a psu | 0
Pertronic | F220-A16U/11A/EA60 | F220, 16U, 11A PSU, 60W Amp+Mic | 5834 | F220-A16U/11A/EA60 — F220, 16U, 11A PSU, 60W Amp+Mic (Pertronic) | pertronic f220-a16u/11a/ea60 f220, 16u, 11a psu, 60w amp+mic | 0
Pertronic | F220-A16U/11A/EA120 | F220, 16U, 11A PSU, 120W Amp+Mic | 6049 | F220-A16U/11A/EA120 — F220, 16U, 11A PSU, 120W Amp+Mic (Pertronic) | pertronic f220-a16u/11a/ea120 f220, 16u, 11a psu, 120w amp+mic | 0
Pertronic | F220-A16U/11A/NCU | F220, 16U, 11A PSU, Network Control Unit | 5652 | F220-A16U/11A/NCU — F220, 16U, 11A PSU, Network Control Unit (Pertronic) | pertronic f220-a16u/11a/ncu f220, 16u, 11a psu, network control unit | 0
Pertronic | F220-A16U/22A | F220, 16U Cabinet, 2 Loops, 22A PSU | 5188 | F220-A16U/22A — F220, 16U Cabinet, 2 Loops, 22A PSU (Pertronic) | pertronic f220-a16u/22a f220, 16u cabinet, 2 loops, 22a psu | 0
Pertronic | F220-A16U/22A/EA120 | F220, 16U, 22A PSU, 120W Amp+Mic | 6266 | F220-A16U/22A/EA120 — F220, 16U, 22A PSU, 120W Amp+Mic (Pertronic) | pertronic f220-a16u/22a/ea120 f220, 16u, 22a psu, 120w amp+mic | 0
Pertronic | F220-A22U/5A | F220, 22U Cabinet, 2 Loops, 5A PSU | 6065 | F220-A22U/5A — F220, 22U Cabinet, 2 Loops, 5A PSU (Pertronic) | pertronic f220-a22u/5a f220, 22u cabinet, 2 loops, 5a psu | 0
Pertronic | F220-A22U/5A/EA60 | F220, 22U, 5A PSU, 60W Amp+Mic | 6929 | F220-A22U/5A/EA60 — F220, 22U, 5A PSU, 60W Amp+Mic (Pertronic) | pertronic f220-a22u/5a/ea60 f220, 22u, 5a psu, 60w amp+mic | 0
Pertronic | F220-A22U/11A | F220, 22U Cabinet, 2 Loops, 11A PSU | 6306 | F220-A22U/11A — F220, 22U Cabinet, 2 Loops, 11A PSU (Pertronic) | pertronic f220-a22u/11a f220, 22u cabinet, 2 loops, 11a psu | 0
Pertronic | F220-A22U/11A/EA60 | F220, 22U, 11A PSU, 60W Amp+Mic | 7170 | F220-A22U/11A/EA60 — F220, 22U, 11A PSU, 60W Amp+Mic (Pertronic) | pertronic f220-a22u/11a/ea60 f220, 22u, 11a psu, 60w amp+mic | 0
Pertronic | F220-A22U/11A/EA120 | F220, 22U, 11A PSU, 120W Amp+Mic | 7386 | F220-A22U/11A/EA120 — F220, 22U, 11A PSU, 120W Amp+Mic (Pertronic) | pertronic f220-a22u/11a/ea120 f220, 22u, 11a psu, 120w amp+mic | 0
Pertronic | F220-A22U/22A | F220, 22U Cabinet, 2 Loops, 22A PSU | 6523 | F220-A22U/22A — F220, 22U Cabinet, 2 Loops, 22A PSU (Pertronic) | pertronic f220-a22u/22a f220, 22u cabinet, 2 loops, 22a psu | 0
Pertronic | F220-A22U/22A/EA60 | F220, 22U, 22A PSU, 60W Amp+Mic | 7386 | F220-A22U/22A/EA60 — F220, 22U, 22A PSU, 60W Amp+Mic (Pertronic) | pertronic f220-a22u/22a/ea60 f220, 22u, 22a psu, 60w amp+mic | 0
Pertronic | F220-A22U/22A/EA120 | F220, 22U, 22A PSU, 120W Amp+Mic | 7601 | F220-A22U/22A/EA120 — F220, 22U, 22A PSU, 120W Amp+Mic (Pertronic) | pertronic f220-a22u/22a/ea120 f220, 22u, 22a psu, 120w amp+mic | 0
Pertronic | F220-A28US/5A | F220, 28U Slim Cabinet, 2 Loops, 5A PSU | 6475 | F220-A28US/5A — F220, 28U Slim Cabinet, 2 Loops, 5A PSU (Pertronic) | pertronic f220-a28us/5a f220, 28u slim cabinet, 2 loops, 5a psu | 0
Pertronic | F220-A28US/11A | F220, 28U Slim Cabinet, 2 Loops, 11A PSU | 6717 | F220-A28US/11A — F220, 28U Slim Cabinet, 2 Loops, 11A PSU (Pertronic) | pertronic f220-a28us/11a f220, 28u slim cabinet, 2 loops, 11a psu | 0
Pertronic | F220-A28US/22A | F220, 28U Slim Cabinet, 2 Loops, 22A PSU | 6932 | F220-A28US/22A — F220, 28U Slim Cabinet, 2 Loops, 22A PSU (Pertronic) | pertronic f220-a28us/22a f220, 28u slim cabinet, 2 loops, 22a psu | 0
Pertronic | F220-A28U/5A | F220, 28U Cabinet, 2 Loops, 5A PSU | 6475 | F220-A28U/5A — F220, 28U Cabinet, 2 Loops, 5A PSU (Pertronic) | pertronic f220-a28u/5a f220, 28u cabinet, 2 loops, 5a psu | 0
Pertronic | F220-A28U/11A | F220, 28U Cabinet, 2 Loops, 11A PSU | 6717 | F220-A28U/11A — F220, 28U Cabinet, 2 Loops, 11A PSU (Pertronic) | pertronic f220-a28u/11a f220, 28u cabinet, 2 loops, 11a psu | 0
Pertronic | F220-A28U/22A | F220, 28U Cabinet, 2 Loops, 22A PSU | 6932 | F220-A28U/22A — F220, 28U Cabinet, 2 Loops, 22A PSU (Pertronic) | pertronic f220-a28u/22a f220, 28u cabinet, 2 loops, 22a psu | 0
Pertronic | F220-A40U/5A | F220, 40U Cabinet, 2 Loops, 5A PSU | 7102 | F220-A40U/5A — F220, 40U Cabinet, 2 Loops, 5A PSU (Pertronic) | pertronic f220-a40u/5a f220, 40u cabinet, 2 loops, 5a psu | 0
Pertronic | F220-A40U/11A | F220, 40U Cabinet, 2 Loops, 11A PSU | 7342 | F220-A40U/11A — F220, 40U Cabinet, 2 Loops, 11A PSU (Pertronic) | pertronic f220-a40u/11a f220, 40u cabinet, 2 loops, 11a psu | 0
Pertronic | F220-A40U/22A | F220, 40U Cabinet, 2 Loops, 22A PSU | 7559 | F220-A40U/22A — F220, 40U Cabinet, 2 Loops, 22A PSU (Pertronic) | pertronic f220-a40u/22a f220, 40u cabinet, 2 loops, 22a psu | 0
Pertronic | F220-A10U/5A-ARC | F220, 10U, 5A PSU c/w ARC | 4442 | F220-A10U/5A-ARC — F220, 10U, 5A PSU c/w ARC (Pertronic) | pertronic f220-a10u/5a-arc f220, 10u, 5a psu c/w arc | 0
Pertronic | F220-A13U/5A-ARC | F220, 13U, 5A PSU c/w ARC | 4698 | F220-A13U/5A-ARC — F220, 13U, 5A PSU c/w ARC (Pertronic) | pertronic f220-a13u/5a-arc f220, 13u, 5a psu c/w arc | 0
Pertronic | F220-A16U/5A-ARC | F220, 16U, 5A PSU c/w ARC | 5364 | F220-A16U/5A-ARC — F220, 16U, 5A PSU c/w ARC (Pertronic) | pertronic f220-a16u/5a-arc f220, 16u, 5a psu c/w arc | 0
Pertronic | F220-A16U/11A-ARC | F220, 16U, 11A PSU c/w ARC | 5605 | F220-A16U/11A-ARC — F220, 16U, 11A PSU c/w ARC (Pertronic) | pertronic f220-a16u/11a-arc f220, 16u, 11a psu c/w arc | 0
Pertronic | F220-A28U/5A-ARC | F220, 28U, 5A PSU c/w ARC | 6504 | F220-A28U/5A-ARC — F220, 28U, 5A PSU c/w ARC (Pertronic) | pertronic f220-a28u/5a-arc f220, 28u, 5a psu c/w arc | 0
Pertronic | F220-A28U/11A-ARC | F220, 28U, 11A PSU c/w ARC | 6745 | F220-A28U/11A-ARC — F220, 28U, 11A PSU c/w ARC (Pertronic) | pertronic f220-a28u/11a-arc f220, 28u, 11a psu c/w arc | 0
Pertronic | F120P2LMB-A | F120A/F220 2 Loop Driver Mini Board V1.16 | 907 | F120P2LMB-A — F120A/F220 2 Loop Driver Mini Board V1.16 (Pertronic) | pertronic f120p2lmb-a f120a/f220 2 loop driver mini board v1.16 | 0
Pertronic | LPSNUB | Loop Snubber PCB Assembly | 20 | LPSNUB — Loop Snubber PCB Assembly (Pertronic) | pertronic lpsnub loop snubber pcb assembly | 0
Pertronic | F220-FFMA | F220 LCD Full Function Mimic AUS | 1260 | F220-FFMA — F220 LCD Full Function Mimic AUS (Pertronic) | pertronic f220-ffma f220 lcd full function mimic aus | 0
Pertronic | F220-AMMA | F220 Alarm Mini-Mimic AUS | 835 | F220-AMMA — F220 Alarm Mini-Mimic AUS (Pertronic) | pertronic f220-amma f220 alarm mini-mimic aus | 0
Pertronic | F220-EMMA | F220 Enhanced Mini-Mimic AUS | 877 | F220-EMMA — F220 Enhanced Mini-Mimic AUS (Pertronic) | pertronic f220-emma f220 enhanced mini-mimic aus | 0
Pertronic | MINIMIMIC | F100A/F120A LCD Mini Mimic with Next & Buzzer Mute | 599 | MINIMIMIC — F100A/F120A LCD Mini Mimic with Next & Buzzer Mute (Pertronic) | pertronic minimimic f100a/f120a lcd mini mimic with next & buzzer mute | 0
Pertronic | FIREMAP | FireMap Graphics Software Licence | 7000 | FIREMAP — FireMap Graphics Software Licence (Pertronic) | pertronic firemap firemap graphics software licence | 0
Pertronic | 8RLYM | 8 Way Relay Card (requires LAC485) | 168 | 8RLYM — 8 Way Relay Card (requires LAC485) (Pertronic) | pertronic 8rlym 8 way relay card (requires lac485) | 0
Pertronic | LAC485 | LED Address Controller RS485 — Pulsing LED | 231 | LAC485 — LED Address Controller RS485 — Pulsing LED (Pertronic) | pertronic lac485 led address controller rs485 — pulsing led | 0
Pertronic | AALR-MFA | AA Loop Responder 8 I/P Multifunction+Rly O/P | 347 | AALR-MFA — AA Loop Responder 8 I/P Multifunction+Rly O/P (Pertronic) | pertronic aalr-mfa aa loop responder 8 i/p multifunction+rly o/p | 0
Pertronic | AALREL | AA Loop Relay — 4 Relay | 347 | AALREL — AA Loop Relay — 4 Relay (Pertronic) | pertronic aalrel aa loop relay — 4 relay | 0
Pertronic | AAM | Alarm Acknowledge Module | 125 | AAM — Alarm Acknowledge Module (Pertronic) | pertronic aam alarm acknowledge module | 0
Pertronic | 8SAAIB | AA Isolator Board — 8 Spur | 210 | 8SAAIB — AA Isolator Board — 8 Spur (Pertronic) | pertronic 8saaib aa isolator board — 8 spur | 0
Pertronic | ITM | AA Isolate Timer Module | 305 | ITM — AA Isolate Timer Module (Pertronic) | pertronic itm aa isolate timer module | 0
Pertronic | PMB125 | Universal AA Mounting Box 123x123x55mm | 15 | PMB125 — Universal AA Mounting Box 123x123x55mm (Pertronic) | pertronic pmb125 universal aa mounting box 123x123x55mm | 0
Pertronic | 8WCOMR | 8 Way Common Relay Board | 137 | 8WCOMR — 8 Way Common Relay Board (Pertronic) | pertronic 8wcomr 8 way common relay board | 0
Pertronic | ZMB24V | Zonal Bell Monitor Board 24V | 185 | ZMB24V — Zonal Bell Monitor Board 24V (Pertronic) | pertronic zmb24v zonal bell monitor board 24v | 0
Pertronic | M500DMR | AA Dual Input/Output Module | 277 | M500DMR — AA Dual Input/Output Module (Pertronic) | pertronic m500dmr aa dual input/output module | 0
Pertronic | M500M | AA Single Input Module | 102 | M500M — AA Single Input Module (Pertronic) | pertronic m500m aa single input module | 0
Pertronic | M500R | AA Single Relay Output Module | 120 | M500R — AA Single Relay Output Module (Pertronic) | pertronic m500r aa single relay output module | 0
Pertronic | M500S | AA Single Supervised Relay Output Module | 120 | M500S — AA Single Supervised Relay Output Module (Pertronic) | pertronic m500s aa single supervised relay output module | 0
Pertronic | M501M | AA Single Input Mini Module | 78 | M501M — AA Single Input Mini Module (Pertronic) | pertronic m501m aa single input mini module | 0
Pertronic | M500X | Loop Isolator Module | 85 | M500X — Loop Isolator Module (Pertronic) | pertronic m500x loop isolator module | 0
Pertronic | ISO524-1 | Short Circuit Isolator Single Euro | 54 | ISO524-1 — Short Circuit Isolator Single Euro (Pertronic) | pertronic iso524-1 short circuit isolator single euro | 0
Pertronic | M200E-SMB | Surface Mount Box for 200 Series Modules | 19.25 | M200E-SMB — Surface Mount Box for 200 Series Modules (Pertronic) | pertronic m200e-smb surface mount box for 200 series modules | 0
Pertronic | FCM | Fan Control Module (AS1670.1-2018) | 165 | FCM — Fan Control Module (AS1670.1-2018) (Pertronic) | pertronic fcm fan control module (as1670.1-2018) | 0
Pertronic | FCRLY | Fan Control Relay 125x125x56mm Enclosure | 195 | FCRLY — Fan Control Relay 125x125x56mm Enclosure (Pertronic) | pertronic fcrly fan control relay 125x125x56mm enclosure | 0
Pertronic | FCRM | Fan Control Repeater Module (AS1670.1-2018) | 175 | FCRM — Fan Control Repeater Module (AS1670.1-2018) (Pertronic) | pertronic fcrm fan control repeater module (as1670.1-2018) | 0
Pertronic | FCRESETU | Fan Control Reset Unit (AS1670.1-2018) | 185 | FCRESETU — Fan Control Reset Unit (AS1670.1-2018) (Pertronic) | pertronic fcresetu fan control reset unit (as1670.1-2018) | 0
Pertronic | FCSU | Fan Control Switch Unit (AS1670.1-2018) | 185 | FCSU — Fan Control Switch Unit (AS1670.1-2018) (Pertronic) | pertronic fcsu fan control switch unit (as1670.1-2018) | 0
Pertronic | DCSWU | Damper Control Switch Unit NF/FLT/FIR (AS1670.1-2018) | 185 | DCSWU — Damper Control Switch Unit NF/FLT/FIR (AS1670.1-2018) (Pertronic) | pertronic dcswu damper control switch unit nf/flt/fir (as1670.1-2018) | 0
Pertronic | DCSRU | Damper Control Repeater Unit NF/FLT/FIR Indication only | 145 | DCSRU — Damper Control Repeater Unit NF/FLT/FIR Indication only (Pertronic) | pertronic dcsru damper control repeater unit nf/flt/fir indication only | 0
Pertronic | NET2CARD | F220 Net2 Network Card | 710 | NET2CARD — F220 Net2 Network Card (Pertronic) | pertronic net2card f220 net2 network card | 0
Pertronic | FMEGATE | FireMap Ethernet Gateway Card F100A/F120A/F220 | 710 | FMEGATE — FireMap Ethernet Gateway Card F100A/F120A/F220 (Pertronic) | pertronic fmegate firemap ethernet gateway card f100a/f120a/f220 | 0
Pertronic | FIBNET-MMF | Multi Mode Fibre Converter for NET2CARD (2km) ST | 137 | FIBNET-MMF — Multi Mode Fibre Converter for NET2CARD (2km) ST (Pertronic) | pertronic fibnet-mmf multi mode fibre converter for net2card (2km) st | 0
Pertronic | FIBNET-MMF-SC | Multi Mode Fibre Converter for NET2CARD (2km) SC | 131 | FIBNET-MMF-SC — Multi Mode Fibre Converter for NET2CARD (2km) SC (Pertronic) | pertronic fibnet-mmf-sc multi mode fibre converter for net2card (2km) sc | 0
Pertronic | FIBNET-SMF | Single Mode Fibre Converter for NET2CARD (20km) ST | 137 | FIBNET-SMF — Single Mode Fibre Converter for NET2CARD (20km) ST (Pertronic) | pertronic fibnet-smf single mode fibre converter for net2card (20km) st | 0
Pertronic | SPIB-MODBUS | SPIB Interface MODBUS HLI F100/F120/F220 | 3780 | SPIB-MODBUS — SPIB Interface MODBUS HLI F100/F120/F220 (Pertronic) | pertronic spib-modbus spib interface modbus hli f100/f120/f220 | 0
Pertronic | BASGLX-M1 | BASgatewayLX Modbus to BACnet Gateway | 4255 | BASGLX-M1 — BASgatewayLX Modbus to BACnet Gateway (Pertronic) | pertronic basglx-m1 basgatewaylx modbus to bacnet gateway | 0
Pertronic | 2251CPI-W | AA Photoelectric C Series Smoke Detector — White | 113.5 | 2251CPI-W — AA Photoelectric C Series Smoke Detector — White (Pertronic) | pertronic 2251cpi-w aa photoelectric c series smoke detector — white | 0
Pertronic | 2251CPI-IV | AA Photoelectric C Series Smoke Detector — Ivory | 119 | 2251CPI-IV — AA Photoelectric C Series Smoke Detector — Ivory (Pertronic) | pertronic 2251cpi-iv aa photoelectric c series smoke detector — ivory | 0
Pertronic | 2251BPI-BK | AA Photoelectric Smoke Detector — Black | 125 | 2251BPI-BK — AA Photoelectric Smoke Detector — Black (Pertronic) | pertronic 2251bpi-bk aa photoelectric smoke detector — black | 0
Pertronic | 2351PTIRAUS-W | AA Photo-Thermal-IR Multi Sensor — White (excl base) | 201 | 2351PTIRAUS-W — AA Photo-Thermal-IR Multi Sensor — White (excl base) (Pertronic) | pertronic 2351ptiraus-w aa photo-thermal-ir multi sensor — white (excl base) | 0
Pertronic | 5251CPI-W | AA Fixed Temp Thermal Detector Type B&D — White | 90 | 5251CPI-W — AA Fixed Temp Thermal Detector Type B&D — White (Pertronic) | pertronic 5251cpi-w aa fixed temp thermal detector type b&d — white | 0
Pertronic | 5251RCPI-W | AA ROR Thermal Detector Type A&C — White | 90 | 5251RCPI-W — AA ROR Thermal Detector Type A&C — White (Pertronic) | pertronic 5251rcpi-w aa ror thermal detector type a&c — white | 0
Pertronic | 5251B-WP | AA Weatherproof Heat Detector Fixed Temp (with B501A base) | 156 | 5251B-WP — AA Weatherproof Heat Detector Fixed Temp (with B501A base) (Pertronic) | pertronic 5251b-wp aa weatherproof heat detector fixed temp (with b501a base) | 0
Pertronic | 5251RB-WP | AA Weatherproof Thermal Detector ROR+Fixed Temp | 156 | 5251RB-WP — AA Weatherproof Thermal Detector ROR+Fixed Temp (Pertronic) | pertronic 5251rb-wp aa weatherproof thermal detector ror+fixed temp | 0
Pertronic | 7251CPI-W | AA Pinnacle Hi-Sensitivity Smoke C Series — White (excl base) | 479 | 7251CPI-W — AA Pinnacle Hi-Sensitivity Smoke C Series — White (excl base) (Pertronic) | pertronic 7251cpi-w aa pinnacle hi-sensitivity smoke c series — white (excl base) | 0
Pertronic | CP500 | CP500 Handheld Programmer for AA Weatherproof Detectors | 379 | CP500 — CP500 Handheld Programmer for AA Weatherproof Detectors (Pertronic) | pertronic cp500 cp500 handheld programmer for aa weatherproof detectors | 0
Pertronic | 22051TLE-34-W | PTIR Multi-Criteria Analogue Smoke — White | 222 | 22051TLE-34-W — PTIR Multi-Criteria Analogue Smoke — White (Pertronic) | pertronic 22051tle-34-w ptir multi-criteria analogue smoke — white | 0
Pertronic | 2251CTLE-34-IV | COPTIR CO Multi-Criteria Analogue Smoke — Ivory | 396 | 2251CTLE-34-IV — COPTIR CO Multi-Criteria Analogue Smoke — Ivory (Pertronic) | pertronic 2251ctle-34-iv coptir co multi-criteria analogue smoke — ivory | 0
Pertronic | B501AUS-W | AA Detector Base — White | 12.25 | B501AUS-W — AA Detector Base — White (Pertronic) | pertronic b501aus-w aa detector base — white | 0
Pertronic | B501AUS-BK | AA Detector Base — Black | 19.25 | B501AUS-BK — AA Detector Base — Black (Pertronic) | pertronic b501aus-bk aa detector base — black | 0
Pertronic | B501AP-W | AA Detector Base — White (Addressable Sounder Compatible) | 14 | B501AP-W — AA Detector Base — White (Addressable Sounder Compatible) (Pertronic) | pertronic b501ap-w aa detector base — white (addressable sounder compatible) | 0
Pertronic | B501AP-BK | AA Detector Base — Black (Addressable Sounder Compatible) | 20 | B501AP-BK — AA Detector Base — Black (Addressable Sounder Compatible) (Pertronic) | pertronic b501ap-bk aa detector base — black (addressable sounder compatible) | 0
Pertronic | B501BI-W | Isolator Base — Bright White for addressable detector | 53 | B501BI-W — Isolator Base — Bright White for addressable detector (Pertronic) | pertronic b501bi-w isolator base — bright white for addressable detector | 0
Pertronic | DNR-AUS | AA Duct Housing, No Relay, No Detector | 253 | DNR-AUS — AA Duct Housing, No Relay, No Detector (Pertronic) | pertronic dnr-aus aa duct housing, no relay, no detector | 0
Pertronic | DNRW | AA Watertight Non-Relay Duct Sampling | 349 | DNRW — AA Watertight Non-Relay Duct Sampling (Pertronic) | pertronic dnrw aa watertight non-relay duct sampling | 0
Pertronic | DST1.5 | Metal Sampling Tube — Duct Width 0.3–0.6m | 19 | DST1.5 — Metal Sampling Tube — Duct Width 0.3–0.6m (Pertronic) | pertronic dst1.5 metal sampling tube — duct width 0.3–0.6m | 0
Pertronic | DST3 | Metal Sampling Tube — Duct Width 0.6–1.2m | 27.5 | DST3 — Metal Sampling Tube — Duct Width 0.6–1.2m (Pertronic) | pertronic dst3 metal sampling tube — duct width 0.6–1.2m | 0
Pertronic | DST5 | Metal Sampling Tube — Duct Width 1.2–2.4m | 39.5 | DST5 — Metal Sampling Tube — Duct Width 1.2–2.4m (Pertronic) | pertronic dst5 metal sampling tube — duct width 1.2–2.4m | 0
Pertronic | DST10 | Metal Sampling Tube — Duct Width 2.4–3.7m | 68 | DST10 — Metal Sampling Tube — Duct Width 2.4–3.7m (Pertronic) | pertronic dst10 metal sampling tube — duct width 2.4–3.7m | 0
Pertronic | 2151BPI-W | Low Profile Photo Smoke Detector — White (excl base) | 72 | 2151BPI-W — Low Profile Photo Smoke Detector — White (excl base) (Pertronic) | pertronic 2151bpi-w low profile photo smoke detector — white (excl base) | 0
Pertronic | 2151BPI | Low Profile Photo Smoke Detector — Ivory (excl base) | 72 | 2151BPI — Low Profile Photo Smoke Detector — Ivory (excl base) (Pertronic) | pertronic 2151bpi low profile photo smoke detector — ivory (excl base) | 0
Pertronic | 5151RAUS | Conv. Heat Detector ROR+Fixed 63°C — Type A | 50.5 | 5151RAUS — Conv. Heat Detector ROR+Fixed 63°C — Type A (Pertronic) | pertronic 5151raus conv. heat detector ror+fixed 63°c — type a | 0
Pertronic | 5151AUS | Conv. Heat Detector Fixed 63°C — Type B | 50.5 | 5151AUS — Conv. Heat Detector Fixed 63°C — Type B (Pertronic) | pertronic 5151aus conv. heat detector fixed 63°c — type b | 0
Pertronic | 5151RHAUS | Conv. Heat Detector ROR+Fixed 90°C — Type C | 52.5 | 5151RHAUS — Conv. Heat Detector ROR+Fixed 90°C — Type C (Pertronic) | pertronic 5151rhaus conv. heat detector ror+fixed 90°c — type c | 0
Pertronic | 5151HAUS | Conv. Heat Detector Fixed 90°C — Type D | 52.5 | 5151HAUS — Conv. Heat Detector Fixed 90°C — Type D (Pertronic) | pertronic 5151haus conv. heat detector fixed 90°c — type d | 0
Pertronic | 885-WP | Weatherproof Conv. Type B Heat Detector (Fixed) | 120.5 | 885-WP — Weatherproof Conv. Type B Heat Detector (Fixed) (Pertronic) | pertronic 885-wp weatherproof conv. type b heat detector (fixed) | 0
Pertronic | B401-W | Conventional Detector Base — White | 11 | B401-W — Conventional Detector Base — White (Pertronic) | pertronic b401-w conventional detector base — white | 0
Pertronic | B401R | Conventional Detector Base with 470 Ohm Resistor | 18 | B401R — Conventional Detector Base with 470 Ohm Resistor (Pertronic) | pertronic b401r conventional detector base with 470 ohm resistor | 0
Pertronic | FRONE | Fireray One Beam Smoke Detector (50m reflector) | 1625 | FRONE — Fireray One Beam Smoke Detector (50m reflector) (Pertronic) | pertronic frone fireray one beam smoke detector (50m reflector) | 0
Pertronic | FRLRK | Fireray Long Range Reflector Kit (120m) | 453.5 | FRLRK — Fireray Long Range Reflector Kit (120m) (Pertronic) | pertronic frlrk fireray long range reflector kit (120m) | 0
Pertronic | FRSBB | Fireray Surface Back Box | 491.5 | FRSBB — Fireray Surface Back Box (Pertronic) | pertronic frsbb fireray surface back box | 0
Pertronic | FRACH | Fireray Anti-condensation Heater | 1098.8 | FRACH — Fireray Anti-condensation Heater (Pertronic) | pertronic frach fireray anti-condensation heater | 0
Pertronic | D2-AUS | 2 Wire Conv. Duct Smoke Detector & Housing (excl tube) | 361 | D2-AUS — 2 Wire Conv. Duct Smoke Detector & Housing (excl tube) (Pertronic) | pertronic d2-aus 2 wire conv. duct smoke detector & housing (excl tube) | 0
Pertronic | D4120 | 4 Wire Conv. Duct Smoke Detector 24V c/w Relay (excl tube) | 463 | D4120 — 4 Wire Conv. Duct Smoke Detector 24V c/w Relay (excl tube) (Pertronic) | pertronic d4120 4 wire conv. duct smoke detector 24v c/w relay (excl tube) | 0
Pertronic | RFD-2000X | RFD-2000X UV/IR Flame Detector incl. mounting bracket | 4895.1 | RFD-2000X — RFD-2000X UV/IR Flame Detector incl. mounting bracket (Pertronic) | pertronic rfd-2000x rfd-2000x uv/ir flame detector incl. mounting bracket | 0
Pertronic | RFD-3000X | RFD-3000X IR3 Flame Detector incl. mounting bracket | 5850 | RFD-3000X — RFD-3000X IR3 Flame Detector incl. mounting bracket (Pertronic) | pertronic rfd-3000x rfd-3000x ir3 flame detector incl. mounting bracket | 0
Pertronic | MCP5A-RP02SF-K013-01 | KAC Resettable AA MCP Red c/w loop isolator, surface | 120 | MCP5A-RP02SF-K013-01 — KAC Resettable AA MCP Red c/w loop isolator, surface (Pertronic) | pertronic mcp5a-rp02sf-k013-01 kac resettable aa mcp red c/w loop isolator, surface | 0
Pertronic | WCP5A-RP01SG-K013-01 | KAC Weatherproof AA MCP Red with mounting box | 302 | WCP5A-RP01SG-K013-01 — KAC Weatherproof AA MCP Red with mounting box (Pertronic) | pertronic wcp5a-rp01sg-k013-01 kac weatherproof aa mcp red with mounting box | 0
Pertronic | MCP3A-R000SG-P088-01 | KAC Conv. Call Point — Red with mounting box | 44 | MCP3A-R000SG-P088-01 — KAC Conv. Call Point — Red with mounting box (Pertronic) | pertronic mcp3a-r000sg-p088-01 kac conv. call point — red with mounting box | 0
Pertronic | MCP3A-W000SG-P088-02 | KAC Conv. Call Point — White with mounting box | 54 | MCP3A-W000SG-P088-02 — KAC Conv. Call Point — White with mounting box (Pertronic) | pertronic mcp3a-w000sg-p088-02 kac conv. call point — white with mounting box | 0
Pertronic | WCP3A-R000SG-STCK-01 | KAC Weatherproof Conv. MCP Red with mounting box | 244.5 | WCP3A-R000SG-STCK-01 — KAC Weatherproof Conv. MCP Red with mounting box (Pertronic) | pertronic wcp3a-r000sg-stck-01 kac weatherproof conv. mcp red with mounting box | 0
Pertronic | MCP4A-Y000SG-K013-11 | Yellow Double Pole Gas Release MCP | 75 | MCP4A-Y000SG-K013-11 — Yellow Double Pole Gas Release MCP (Pertronic) | pertronic mcp4a-y000sg-k013-11 yellow double pole gas release mcp | 0
Pertronic | KG1 | KAC Spare Glass | 4.9 | KG1 — KAC Spare Glass (Pertronic) | pertronic kg1 kac spare glass | 0
Pertronic | PS200 | PS200 Protective Hinged Cover for KAC MCPs | 12 | PS200 — PS200 Protective Hinged Cover for KAC MCPs (Pertronic) | pertronic ps200 ps200 protective hinged cover for kac mcps | 0
Pertronic | DSS-PC-I00 | AA Sounder/Strobe Base c/w isolator — Pure White, AS7240.23 | 217 | DSS-PC-I00 — AA Sounder/Strobe Base c/w isolator — Pure White, AS7240.23 (Pertronic) | pertronic dss-pc-i00 aa sounder/strobe base c/w isolator — pure white, as7240.23 | 0
Pertronic | WSS-PC-I00 | AA Wall Sounder/Strobe c/w isolator — Pure White, AS7240.23 | 210 | WSS-PC-I00 — AA Wall Sounder/Strobe c/w isolator — Pure White, AS7240.23 (Pertronic) | pertronic wss-pc-i00 aa wall sounder/strobe c/w isolator — pure white, as7240.23 | 0
Pertronic | BSS-DR-N34 | AA Detector Base Sounder-Strobe Red, White Base, Non-Iso | 241 | BSS-DR-N34 — AA Detector Base Sounder-Strobe Red, White Base, Non-Iso (Pertronic) | pertronic bss-dr-n34 aa detector base sounder-strobe red, white base, non-iso | 0
Pertronic | LASS-BSO-NC-W | AA Detector Base Sounder — White, Non-Isolation | 113.5 | LASS-BSO-NC-W — AA Detector Base Sounder — White, Non-Isolation (Pertronic) | pertronic lass-bso-nc-w aa detector base sounder — white, non-isolation | 0
Pertronic | LASS-WSO-NC-W | AA Wall Sounder — White, Non-Isolation | 128.5 | LASS-WSO-NC-W — AA Wall Sounder — White, Non-Isolation (Pertronic) | pertronic lass-wso-nc-w aa wall sounder — white, non-isolation | 0
Pertronic | LASS-BSS-NC-W | AA Detector Base Sounder-Strobe Red, White Base, Non-Iso | 181 | LASS-BSS-NC-W — AA Detector Base Sounder-Strobe Red, White Base, Non-Iso (Pertronic) | pertronic lass-bss-nc-w aa detector base sounder-strobe red, white base, non-iso | 0
Pertronic | LASS-WSS-NC-W | AA Wall Sounder-Strobe Red, Non-Iso — White base | 181 | LASS-WSS-NC-W — AA Wall Sounder-Strobe Red, Non-Iso — White base (Pertronic) | pertronic lass-wss-nc-w aa wall sounder-strobe red, non-iso — white base | 0
Pertronic | PSB-T3 | Pertronic AA Sounder Base with AUS T3 Tones | 99 | PSB-T3 — Pertronic AA Sounder Base with AUS T3 Tones (Pertronic) | pertronic psb-t3 pertronic aa sounder base with aus t3 tones | 0
Pertronic | WRL-PC-I00 | Intelligent Wall Mount Strobe EN54-23 — Red flash/White body | 282 | WRL-PC-I00 — Intelligent Wall Mount Strobe EN54-23 — Red flash/White body (Pertronic) | pertronic wrl-pc-i00 intelligent wall mount strobe en54-23 — red flash/white body | 0
Pertronic | DVAD-C-24V-2D | Dual Red/White Polarity-Reversal VAD 24V Ceiling Mount | 540 | DVAD-C-24V-2D — Dual Red/White Polarity-Reversal VAD 24V Ceiling Mount (Pertronic) | pertronic dvad-c-24v-2d dual red/white polarity-reversal vad 24v ceiling mount | 0
Pertronic | DVAD-W-24V-2D | Dual Red/White Polarity-Reversal VAD 24V Wall Mount | 531 | DVAD-W-24V-2D — Dual Red/White Polarity-Reversal VAD 24V Wall Mount (Pertronic) | pertronic dvad-w-24v-2d dual red/white polarity-reversal vad 24v wall mount | 0
Pertronic | PS1-RT3 | Conv. Sounder Red with AUS T3 Tones | 70 | PS1-RT3 — Conv. Sounder Red with AUS T3 Tones (Pertronic) | pertronic ps1-rt3 conv. sounder red with aus t3 tones | 0
Pertronic | PS1-WT3 | Conv. Sounder White with AUS T3 Tones | 70 | PS1-WT3 — Conv. Sounder White with AUS T3 Tones (Pertronic) | pertronic ps1-wt3 conv. sounder white with aus t3 tones | 0
Pertronic | LX-C-VAD-RBRF | Solista LX Ceiling VAD — Red Body, Red Flash, AS7240.23 | 128 | LX-C-VAD-RBRF — Solista LX Ceiling VAD — Red Body, Red Flash, AS7240.23 (Pertronic) | pertronic lx-c-vad-rbrf solista lx ceiling vad — red body, red flash, as7240.23 | 0
Pertronic | LX-C-VAD-RBWF | Solista LX Ceiling VAD — Red Body, White Flash | 123 | LX-C-VAD-RBWF — Solista LX Ceiling VAD — Red Body, White Flash (Pertronic) | pertronic lx-c-vad-rbwf solista lx ceiling vad — red body, white flash | 0
Pertronic | LX-W-VAD-RBRF | Solista LX Wall VAD — Red Body, Red Flash | 128 | LX-W-VAD-RBRF — Solista LX Wall VAD — Red Body, Red Flash (Pertronic) | pertronic lx-w-vad-rbrf solista lx wall vad — red body, red flash | 0
Pertronic | CWSS-RR-W5 | Sounder Beacon Red Body, Red Lens IP65 | 253 | CWSS-RR-W5 — Sounder Beacon Red Body, Red Lens IP65 (Pertronic) | pertronic cwss-rr-w5 sounder beacon red body, red lens ip65 | 0
Pertronic | EA60 | Evac Amplifier 60W 24VDC — Integral Tones/Messages/VAD O/P | 810 | EA60 — Evac Amplifier 60W 24VDC — Integral Tones/Messages/VAD O/P (Pertronic) | pertronic ea60 evac amplifier 60w 24vdc — integral tones/messages/vad o/p | 0
Pertronic | EA60KIT | 60W Amplifier+Mic kit with White rackplate for ASE | 1200 | EA60KIT — 60W Amplifier+Mic kit with White rackplate for ASE (Pertronic) | pertronic ea60kit 60w amplifier+mic kit with white rackplate for ase | 0
Pertronic | EA120 | Evac Amplifier 120W 24VDC — Integral Tones/Messages/VAD O/P | 1060 | EA120 — Evac Amplifier 120W 24VDC — Integral Tones/Messages/VAD O/P (Pertronic) | pertronic ea120 evac amplifier 120w 24vdc — integral tones/messages/vad o/p | 0
Pertronic | EA120KIT | 120W Amplifier+Mic kit with White rackplate for ASE | 1450 | EA120KIT — 120W Amplifier+Mic kit with White rackplate for ASE (Pertronic) | pertronic ea120kit 120w amplifier+mic kit with white rackplate for ase | 0
Pertronic | C2270 | Speaker 100mm 4" 100V 6W Metal Grille Ceiling AS ISO7240.24 | 72 | C2270 — Speaker 100mm 4" 100V 6W Metal Grille Ceiling AS ISO7240.24 (Pertronic) | pertronic c2270 speaker 100mm 4" 100v 6w metal grille ceiling as iso7240.24 | 0
Pertronic | CF2050G | 10W 100V EWIS IP66 Fire PA Horn Speaker Grey AS ISO7240.24 | 216 | CF2050G — 10W 100V EWIS IP66 Fire PA Horn Speaker Grey AS ISO7240.24 (Pertronic) | pertronic cf2050g 10w 100v ewis ip66 fire pa horn speaker grey as iso7240.24 | 0
Pertronic | CF2142 | 200mm 100V 15W Ceiling EWIS Speaker White Grille AS7240 | 168 | CF2142 — 200mm 100V 15W Ceiling EWIS Speaker White Grille AS7240 (Pertronic) | pertronic cf2142 200mm 100v 15w ceiling ewis speaker white grille as7240 | 0
Pertronic | L-VCP06D-W | 4" Ceiling Loudspeaker 6/3/1.5W White AS7240 | 61 | L-VCP06D-W — 4" Ceiling Loudspeaker 6/3/1.5W White AS7240 (Pertronic) | pertronic l-vcp06d-w 4" ceiling loudspeaker 6/3/1.5w white as7240 | 0
Pertronic | L-VJP15A/EN-W | 15W Unidirectional Projection Loudspeaker White AS ISO7240.24 | 184 | L-VJP15A/EN-W — 15W Unidirectional Projection Loudspeaker White AS ISO7240.24 (Pertronic) | pertronic l-vjp15a/en-w 15w unidirectional projection loudspeaker white as iso7240.24 | 0
Pertronic | C0703 | 100mm Surface Mount One-Shot Speaker — White | 63 | C0703 — 100mm Surface Mount One-Shot Speaker — White (Pertronic) | pertronic c0703 100mm surface mount one-shot speaker — white | 0
Pertronic | FDHW/F175-24V | Fire Door Holder Wall/Floor mount 150/175mm 24VDC 40Kgf | 175 | FDHW/F175-24V — Fire Door Holder Wall/Floor mount 150/175mm 24VDC 40Kgf (Pertronic) | pertronic fdhw/f175-24v fire door holder wall/floor mount 150/175mm 24vdc 40kgf | 0
Pertronic | FDHWM38-24V | Fire Door Holder Wall mount Slim 38mm 24VDC 40Kgf | 95 | FDHWM38-24V — Fire Door Holder Wall mount Slim 38mm 24VDC 40Kgf (Pertronic) | pertronic fdhwm38-24v fire door holder wall mount slim 38mm 24vdc 40kgf | 0
Pertronic | FDHWM65-24V | Fire Door Holder Wall mount Extended 65mm 24VDC 40Kgf | 125 | FDHWM65-24V — Fire Door Holder Wall mount Extended 65mm 24VDC 40Kgf (Pertronic) | pertronic fdhwm65-24v fire door holder wall mount extended 65mm 24vdc 40kgf | 0
Pertronic | A1350 | EM Door Release c/w Anvil 24VDC 25–50kg | 137 | A1350 — EM Door Release c/w Anvil 24VDC 25–50kg (Pertronic) | pertronic a1350 em door release c/w anvil 24vdc 25–50kg | 0
Pertronic | A1360 | EM Door Release c/w Anvil 24VDC 50–100kg | 166.5 | A1360 — EM Door Release c/w Anvil 24VDC 50–100kg (Pertronic) | pertronic a1360 em door release c/w anvil 24vdc 50–100kg | 0
Pertronic | ETS-M | Emergency Telephone System Master | 860 | ETS-M — Emergency Telephone System Master (Pertronic) | pertronic ets-m emergency telephone system master | 0
Pertronic | ETS-IJP | Emergency Telephone System Isolating Jack Point | 228 | ETS-IJP — Emergency Telephone System Isolating Jack Point (Pertronic) | pertronic ets-ijp emergency telephone system isolating jack point | 0
Pertronic | ETS-PH | Emergency Telephone System Portable Handset | 375 | ETS-PH — Emergency Telephone System Portable Handset (Pertronic) | pertronic ets-ph emergency telephone system portable handset | 0
Pertronic | SSM24-6 | Alarm Bell 6" 24VDC with Blocking Diode | 80.5 | SSM24-6 — Alarm Bell 6" 24VDC with Blocking Diode (Pertronic) | pertronic ssm24-6 alarm bell 6" 24vdc with blocking diode | 0
Pertronic | SSM24-8 | Alarm Bell 8" 24VDC with Blocking Diode | 75.5 | SSM24-8 — Alarm Bell 8" 24VDC with Blocking Diode (Pertronic) | pertronic ssm24-8 alarm bell 8" 24vdc with blocking diode | 0
Pertronic | VLF-250-02 | VESDA LaserFOCUS 250 | 4109 | VLF-250-02 — VESDA LaserFOCUS 250 (Pertronic) | pertronic vlf-250-02 vesda laserfocus 250 | 0
Pertronic | VLF-500-02 | VESDA LaserFOCUS 500 | 5152 | VLF-500-02 — VESDA LaserFOCUS 500 (Pertronic) | pertronic vlf-500-02 vesda laserfocus 500 | 0
Pertronic | VEP-A00-1P | VESDA-E VEP with LEDs, 1 Pipe | 7888.5 | VEP-A00-1P — VESDA-E VEP with LEDs, 1 Pipe (Pertronic) | pertronic vep-a00-1p vesda-e vep with leds, 1 pipe | 0
Pertronic | VEP-A00-P | VESDA-E VEP with LEDs, Plastic Enclosure 4 Pipe | 9647.5 | VEP-A00-P — VESDA-E VEP with LEDs, Plastic Enclosure 4 Pipe (Pertronic) | pertronic vep-a00-p vesda-e vep with leds, plastic enclosure 4 pipe | 0
Pertronic | VEP-A10-P | VESDA-E VEP with 3.5" LCD Display, 4 Pipe | 10896 | VEP-A10-P — VESDA-E VEP with 3.5" LCD Display, 4 Pipe (Pertronic) | pertronic vep-a10-p vesda-e vep with 3.5" lcd display, 4 pipe | 0
Pertronic | VEU-A00 | VESDA-E VEU with LEDs | 12975 | VEU-A00 — VESDA-E VEU with LEDs (Pertronic) | pertronic veu-a00 vesda-e veu with leds | 0
Pertronic | VEU-A10 | VESDA-E VEU with 3.5" Display | 13355 | VEU-A10 — VESDA-E VEU with 3.5" Display (Pertronic) | pertronic veu-a10 vesda-e veu with 3.5" display | 0
Pertronic | VES-A00-P | VESDA-E Scanner with LED Display | 16558 | VES-A00-P — VESDA-E Scanner with LED Display (Pertronic) | pertronic ves-a00-p vesda-e scanner with led display | 0
Pertronic | VES-A10-P | VESDA-E Scanner with 3.5" LCD Display | 17908 | VES-A10-P — VESDA-E Scanner with 3.5" LCD Display (Pertronic) | pertronic ves-a10-p vesda-e scanner with 3.5" lcd display | 0
Pertronic | VLI-880 | VESDA Laser Industrial VLI-880 | 11376 | VLI-880 — VESDA Laser Industrial VLI-880 (Pertronic) | pertronic vli-880 vesda laser industrial vli-880 | 0
Pertronic | VLI-885 | VESDA VLI with VESDAnet | 12376 | VLI-885 — VESDA VLI with VESDAnet (Pertronic) | pertronic vli-885 vesda vli with vesdanet | 0
Pertronic | VHX-0200 | HLI VESDAnet PC High Level Interface | 2141.75 | VHX-0200 — HLI VESDAnet PC High Level Interface (Pertronic) | pertronic vhx-0200 hli vesdanet pc high level interface | 0
Pertronic | VSP-005 | Filter Assembly for VLF/VLC/VLP/VLS | 125 | VSP-005 — Filter Assembly for VLF/VLC/VLP/VLS (Pertronic) | pertronic vsp-005 filter assembly for vlf/vlc/vlp/vls | 0
Pertronic | VSP-962 | Filter to Suit VESDA-E (1 pc) | 276 | VSP-962 — Filter to Suit VESDA-E (1 pc) (Pertronic) | pertronic vsp-962 filter to suit vesda-e (1 pc) | 0
Pertronic | VSP-860 | VESDA Freezer Room Sample Point Kit (Complete) | 265 | VSP-860 — VESDA Freezer Room Sample Point Kit (Complete) (Pertronic) | pertronic vsp-860 vesda freezer room sample point kit (complete) | 0
Pertronic | VIC-010 | VESDAnet Interface (VN) Card | 920 | VIC-010 — VESDAnet Interface (VN) Card (Pertronic) | pertronic vic-010 vesdanet interface (vn) card | 0
Pertronic | VIC-020 | Multi-Function Control Card (MCC) | 616 | VIC-020 — Multi-Function Control Card (MCC) (Pertronic) | pertronic vic-020 multi-function control card (mcc) | 0
Pertronic | FL2011EI-HS | FAAST-LT Intelligent Single Channel ASD — System Sensor | 2576 | FL2011EI-HS — FAAST-LT Intelligent Single Channel ASD — System Sensor (Pertronic) | pertronic fl2011ei-hs faast-lt intelligent single channel asd — system sensor | 0
Pertronic | FL2012EI-HS | FAAST-LT Intelligent Single Channel 2-Detector ASD | 3066 | FL2012EI-HS — FAAST-LT Intelligent Single Channel 2-Detector ASD (Pertronic) | pertronic fl2012ei-hs faast-lt intelligent single channel 2-detector asd | 0
Pertronic | FL2022EI-HS | FAAST-LT Intelligent Dual Channel 2-Detector ASD | 3987 | FL2022EI-HS — FAAST-LT Intelligent Dual Channel 2-Detector ASD (Pertronic) | pertronic fl2022ei-hs faast-lt intelligent dual channel 2-detector asd | 0
Pertronic | FLX-010 | FAAST Flex 1-Pipe Stand-Alone | 3942 | FLX-010 — FAAST Flex 1-Pipe Stand-Alone (Pertronic) | pertronic flx-010 faast flex 1-pipe stand-alone | 0
Pertronic | FLX-020 | FAAST Flex 2-Pipe Stand-Alone | 6166 | FLX-020 — FAAST Flex 2-Pipe Stand-Alone (Pertronic) | pertronic flx-020 faast flex 2-pipe stand-alone | 0
Pertronic | FAAST-PIPEW | FAAST Aspirating Pipe 4m (25mm Dia.) White uPVC | 13 | FAAST-PIPEW — FAAST Aspirating Pipe 4m (25mm Dia.) White uPVC (Pertronic) | pertronic faast-pipew faast aspirating pipe 4m (25mm dia.) white upvc | 0
Pertronic | FAAST-FILTERLT | FAAST LT Integral Filter — 6 Pack | 82 | FAAST-FILTERLT — FAAST LT Integral Filter — 6 Pack (Pertronic) | pertronic faast-filterlt faast lt integral filter — 6 pack | 0
Pertronic | FAAST-FILTERLT-1 | FAAST LT Integral Filter — 1 Pack | 41 | FAAST-FILTERLT-1 — FAAST LT Integral Filter — 1 Pack (Pertronic) | pertronic faast-filterlt-1 faast lt integral filter — 1 pack | 0
Pertronic | OSI-10 | OSID Imager 7° HFOV, Range 30–150m 24VDC | 1337 | OSI-10 — OSID Imager 7° HFOV, Range 30–150m 24VDC (Pertronic) | pertronic osi-10 osid imager 7° hfov, range 30–150m 24vdc | 0
Pertronic | OSI-90 | OSID Imager 80° HFOV, Range 6–50m 24VDC | 1374 | OSI-90 — OSID Imager 80° HFOV, Range 6–50m 24VDC (Pertronic) | pertronic osi-90 osid imager 80° hfov, range 6–50m 24vdc | 0
Pertronic | OSE-SPW | OSID Emitter Standard Power, Wired 24VDC | 638 | OSE-SPW — OSID Emitter Standard Power, Wired 24VDC (Pertronic) | pertronic ose-spw osid emitter standard power, wired 24vdc | 0
Pertronic | OSE-HPW | OSID Emitter High Power, Wired 24VDC | 981 | OSE-HPW — OSID Emitter High Power, Wired 24VDC (Pertronic) | pertronic ose-hpw osid emitter high power, wired 24vdc | 0
Pertronic | OSID-INST | OSID Installation Kit (laser tool, test filter, PC cable) | 478 | OSID-INST — OSID Installation Kit (laser tool, test filter, PC cable) (Pertronic) | pertronic osid-inst osid installation kit (laser tool, test filter, pc cable) | 0
Pertronic | ARC2 | Agent Release Controller AS4214:2018 | 515 | ARC2 — Agent Release Controller AS4214:2018 (Pertronic) | pertronic arc2 agent release controller as4214:2018 | 0
Pertronic | ARC2-CC | Agent Release Controller AS4214:2018 — Conformal Coating | 620 | ARC2-CC — Agent Release Controller AS4214:2018 — Conformal Coating (Pertronic) | pertronic arc2-cc agent release controller as4214:2018 — conformal coating | 0
Pertronic | ACS2-FM | Agent Control Station Flush Mount AS4214:2018 | 455 | ACS2-FM — Agent Control Station Flush Mount AS4214:2018 (Pertronic) | pertronic acs2-fm agent control station flush mount as4214:2018 | 0
Pertronic | ACS2-SM | Agent Control Station Surface Mount AS4214:2018 | 607 | ACS2-SM — Agent Control Station Surface Mount AS4214:2018 (Pertronic) | pertronic acs2-sm agent control station surface mount as4214:2018 | 0
Pertronic | LCS2-FM | Local Control Station Flush Mount AS4214:2018 | 416 | LCS2-FM — Local Control Station Flush Mount AS4214:2018 (Pertronic) | pertronic lcs2-fm local control station flush mount as4214:2018 | 0
Pertronic | LCS2-SM | Local Control Station Surface Mount AS4214:2018 | 540 | LCS2-SM — Local Control Station Surface Mount AS4214:2018 (Pertronic) | pertronic lcs2-sm local control station surface mount as4214:2018 | 0
Pertronic | AVS-C | Audio Visual Sign c/w Countdown Timer (requires fascia) | 385 | AVS-C — Audio Visual Sign c/w Countdown Timer (requires fascia) (Pertronic) | pertronic avs-c audio visual sign c/w countdown timer (requires fascia) | 0
Pertronic | AVS-B | Audio Visual Sign (requires separate fascia) | 301.5 | AVS-B — Audio Visual Sign (requires separate fascia) (Pertronic) | pertronic avs-b audio visual sign (requires separate fascia) | 0
Pertronic | AVS-WP | Audio Visual Sign IP66 Weatherproof, no sounder | 680 | AVS-WP — Audio Visual Sign IP66 Weatherproof, no sounder (Pertronic) | pertronic avs-wp audio visual sign ip66 weatherproof, no sounder | 0
Pertronic | AVS-C-WP+S | AV Sign Weatherproof c/w Countdown Timer & Sounder | 780 | AVS-C-WP+S — AV Sign Weatherproof c/w Countdown Timer & Sounder (Pertronic) | pertronic avs-c-wp+s av sign weatherproof c/w countdown timer & sounder | 0
Pertronic | 24/5PSUV2-7240 | 24V 5A Monitored PSU (AS7240.4) | 603 | 24/5PSUV2-7240 — 24V 5A Monitored PSU (AS7240.4) (Pertronic) | pertronic 24/5psuv2-7240 24v 5a monitored psu (as7240.4) | 0
Pertronic | 24/11PSUV2-7240 | 24V 11A Monitored PSU (AS7240.4) | 854 | 24/11PSUV2-7240 — 24V 11A Monitored PSU (AS7240.4) (Pertronic) | pertronic 24/11psuv2-7240 24v 11a monitored psu (as7240.4) | 0
Pertronic | 24/22PSUV2-7240 | 24V 22A Monitored PSU (AS7240.4) | 1076 | 24/22PSUV2-7240 — 24V 22A Monitored PSU (AS7240.4) (Pertronic) | pertronic 24/22psuv2-7240 24v 22a monitored psu (as7240.4) | 0
Pertronic | 24-1.5SWMPS | 24V 1.5A Switch Mode Power Supply | 294 | 24-1.5SWMPS — 24V 1.5A Switch Mode Power Supply (Pertronic) | pertronic 24-1.5swmps 24v 1.5a switch mode power supply | 0
Pertronic | AUX24/5PSU-7240 | 24V 5A Monitored PSU in BATCAB-550 & 003 Camlock | 1463 | AUX24/5PSU-7240 — 24V 5A Monitored PSU in BATCAB-550 & 003 Camlock (Pertronic) | pertronic aux24/5psu-7240 24v 5a monitored psu in batcab-550 & 003 camlock | 0
Pertronic | AUX24/11PSU-7240 | 24V 11A Monitored PSU in BATCAB-550 & 003 Camlock | 1650 | AUX24/11PSU-7240 — 24V 11A Monitored PSU in BATCAB-550 & 003 Camlock (Pertronic) | pertronic aux24/11psu-7240 24v 11a monitored psu in batcab-550 & 003 camlock | 0
Pertronic | AUX24/22PSU-7240 | 24V 22A Monitored PSU in BATCAB-575L & 003 Camlock | 2260 | AUX24/22PSU-7240 — 24V 22A Monitored PSU in BATCAB-575L & 003 Camlock (Pertronic) | pertronic aux24/22psu-7240 24v 22a monitored psu in batcab-575l & 003 camlock | 0
Pertronic | 12V7AH | Battery 12V 7AH | 31 | 12V7AH — Battery 12V 7AH (Pertronic) | pertronic 12v7ah battery 12v 7ah | 0
Pertronic | 12V12AH | Battery 12V 12AH | 68 | 12V12AH — Battery 12V 12AH (Pertronic) | pertronic 12v12ah battery 12v 12ah | 0
Pertronic | 12V15AH | Battery 12V 15AH | 82 | 12V15AH — Battery 12V 15AH (Pertronic) | pertronic 12v15ah battery 12v 15ah | 0
Pertronic | 12V18AH | Battery 12V 18AH | 92 | 12V18AH — Battery 12V 18AH (Pertronic) | pertronic 12v18ah battery 12v 18ah | 0
Pertronic | 12V22AH | Battery 12V 22AH | 118 | 12V22AH — Battery 12V 22AH (Pertronic) | pertronic 12v22ah battery 12v 22ah | 0
Pertronic | 12V26AH | Battery 12V 26AH | 141 | 12V26AH — Battery 12V 26AH (Pertronic) | pertronic 12v26ah battery 12v 26ah | 0
Pertronic | 12V33AH | Battery 12V 33AH | 180 | 12V33AH — Battery 12V 33AH (Pertronic) | pertronic 12v33ah battery 12v 33ah | 0
Pertronic | 12V40AH | Battery 12V 40AH | 234 | 12V40AH — Battery 12V 40AH (Pertronic) | pertronic 12v40ah battery 12v 40ah | 0
Pertronic | 12V55AH | Battery 12V 55AH | 317 | 12V55AH — Battery 12V 55AH (Pertronic) | pertronic 12v55ah battery 12v 55ah | 0
Pertronic | 12V75AH | Battery 12V 75AH | 423 | 12V75AH — Battery 12V 75AH (Pertronic) | pertronic 12v75ah battery 12v 75ah | 0
Pertronic | BATCAB-550 | Battery Cabinet 550W x 350H x 185D (suits 10U/13U) | 435 | BATCAB-550 — Battery Cabinet 550W x 350H x 185D (suits 10U/13U) (Pertronic) | pertronic batcab-550 battery cabinet 550w x 350h x 185d (suits 10u/13u) | 0
Pertronic | BATCAB-575 | Battery Cabinet 575W x 350H x 185D (suits 16U–40U) | 435 | BATCAB-575 — Battery Cabinet 575W x 350H x 185D (suits 16U–40U) (Pertronic) | pertronic batcab-575 battery cabinet 575w x 350h x 185d (suits 16u–40u) | 0
Pertronic | BATCAB-575L | Battery Cabinet 575W x 570H x 300D (suits 16U–40U) | 1250 | BATCAB-575L — Battery Cabinet 575W x 570H x 300D (suits 16U–40U) (Pertronic) | pertronic batcab-575l battery cabinet 575w x 570h x 300d (suits 16u–40u) | 0
Pertronic | F220MASTAUS | F220 Masterboard (AUS) SMD | 1150 | F220MASTAUS — F220 Masterboard (AUS) SMD (Pertronic) | pertronic f220mastaus f220 masterboard (aus) smd | 0
Pertronic | F220KEYBOARD-AUS | F220 Keyboard with Overlay AUS Version | 748 | F220KEYBOARD-AUS — F220 Keyboard with Overlay AUS Version (Pertronic) | pertronic f220keyboard-aus f220 keyboard with overlay aus version | 0
Pertronic | F100M-256AUS | F100A Masterboard AUS 256 Micro | 1898 | F100M-256AUS — F100A Masterboard AUS 256 Micro (Pertronic) | pertronic f100m-256aus f100a masterboard aus 256 micro | 0
Pertronic | EVAC50W24V-A | EVAC Amplifier 50W 24V with Integral Tone and Message | 748 | EVAC50W24V-A — EVAC Amplifier 50W 24V with Integral Tone and Message (Pertronic) | pertronic evac50w24v-a evac amplifier 50w 24v with integral tone and message | 0
Pertronic | PIC-DMK | Pertronic In-Ceiling Detector Mounting Kit | 115.5 | PIC-DMK — Pertronic In-Ceiling Detector Mounting Kit (Pertronic) | pertronic pic-dmk pertronic in-ceiling detector mounting kit | 0
Pertronic | DETWGS | Smoke Detector Wire Guard 120D x 90H | 39.9 | DETWGS — Smoke Detector Wire Guard 120D x 90H (Pertronic) | pertronic detwgs smoke detector wire guard 120d x 90h | 0
Pertronic | SMOKEPEN | Smoke Pen 6-Stick Kit (Code 80000) | 70 | SMOKEPEN — Smoke Pen 6-Stick Kit (Code 80000) (Pertronic) | pertronic smokepen smoke pen 6-stick kit (code 80000) | 0
Pertronic | T3101 | Canned Smoke for Testing Fire Alarm Detectors | 56 | T3101 — Canned Smoke for Testing Fire Alarm Detectors (Pertronic) | pertronic t3101 canned smoke for testing fire alarm detectors | 0
Pertronic | T3102 | Smoke Can — Sabre 150ml | 49 | T3102 — Smoke Can — Sabre 150ml (Pertronic) | pertronic t3102 smoke can — sabre 150ml | 0
Pertronic | T1000E 60C | Model 1000E Thermal Probe — 60°C (incl. 20mm locknut) | 288.5 | T1000E 60C — Model 1000E Thermal Probe — 60°C (incl. 20mm locknut) (Pertronic) | pertronic t1000e 60c model 1000e thermal probe — 60°c (incl. 20mm locknut) | 0
Pertronic | T1000E 90C | Model 1000E Thermal Probe — 90°C (incl. 20mm locknut) | 288.5 | T1000E 90C — Model 1000E Thermal Probe — 90°C (incl. 20mm locknut) (Pertronic) | pertronic t1000e 90c model 1000e thermal probe — 90°c (incl. 20mm locknut) | 0
Pertronic | T1000E 120C | Model 1000E Thermal Probe — 120°C (incl. 20mm locknut) | 288.5 | T1000E 120C — Model 1000E Thermal Probe — 120°C (incl. 20mm locknut) (Pertronic) | pertronic t1000e 120c model 1000e thermal probe — 120°c (incl. 20mm locknut) | 0
Pertronic | T1000E 150C | Model 1000E Thermal Probe — 150°C (incl. 20mm locknut) | 288.5 | T1000E 150C — Model 1000E Thermal Probe — 150°C (incl. 20mm locknut) (Pertronic) | pertronic t1000e 150c model 1000e thermal probe — 150°c (incl. 20mm locknut) | 0
Pertronic | T1000E 180C | Model 1000E Thermal Probe — 180°C (incl. 20mm locknut) | 288.5 | T1000E 180C — Model 1000E Thermal Probe — 180°C (incl. 20mm locknut) (Pertronic) | pertronic t1000e 180c model 1000e thermal probe — 180°c (incl. 20mm locknut) | 0
Fusion Fire | MXS-504 | AU-5000 Spare Display Card | 1540 | MXS-504 — AU-5000 Spare Display Card (Fusion Fire) | fusion fire mxs-504 au-5000 spare display card | 0
Fusion Fire | MXS-501V | AU-5000 Spare Single Loop Base Card c/w PSU | 1840 | MXS-501V — AU-5000 Spare Single Loop Base Card c/w PSU (Fusion Fire) | fusion fire mxs-501v au-5000 spare single loop base card c/w psu | 0
Fusion Fire | MXS-502V | AU-5000 Spare Two Loop Base Card c/w PSU | 2470 | MXS-502V — AU-5000 Spare Two Loop Base Card c/w PSU (Fusion Fire) | fusion fire mxs-502v au-5000 spare two loop base card c/w psu | 0
Fusion Fire | MXS-503V | AU-5000 Spare Four Loop Base Card c/w PSU | 3095 | MXS-503V — AU-5000 Spare Four Loop Base Card c/w PSU (Fusion Fire) | fusion fire mxs-503v au-5000 spare four loop base card c/w psu | 0
Fusion Fire | MXP-503 | Axis 5000 Standard Network Card | 385 | MXP-503 — Axis 5000 Standard Network Card (Fusion Fire) | fusion fire mxp-503 axis 5000 standard network card | 0
Fusion Fire | MXP-509 | Axis 5000 Peer To Peer Fault Tolerant Network Card | 633 | MXP-509 — Axis 5000 Peer To Peer Fault Tolerant Network Card (Fusion Fire) | fusion fire mxp-509 axis 5000 peer to peer fault tolerant network card | 0
Fusion Fire | MOXA-Fiber-MM | Multi Mode Fiber Optic Converter SC — AdNet Network | 410.46 | MOXA-Fiber-MM — Multi Mode Fiber Optic Converter SC — AdNet Network (Fusion Fire) | fusion fire moxa-fiber-mm multi mode fiber optic converter sc — adnet network | 0
Fusion Fire | MOXA-Fiber-SM | Single Mode Fibre Optic Converter SC — AdNet Network | 845.25 | MOXA-Fiber-SM — Single Mode Fibre Optic Converter SC — AdNet Network (Fusion Fire) | fusion fire moxa-fiber-sm single mode fibre optic converter sc — adnet network | 0
Fusion Fire | UFEC15-24S | Axis 5000 NT DC-DC Converter 24V to 12V @ 1.25A | 275 | UFEC15-24S — Axis 5000 NT DC-DC Converter 24V to 12V @ 1.25A (Fusion Fire) | fusion fire ufec15-24s axis 5000 nt dc-dc converter 24v to 12v @ 1.25a | 0
Fusion Fire | MXP-502 | Axis 5000 Digital Single Loop Driver Card (240 devices) | 700 | MXP-502 — Axis 5000 Digital Single Loop Driver Card (240 devices) (Fusion Fire) | fusion fire mxp-502 axis 5000 digital single loop driver card (240 devices) | 0
Fusion Fire | MXP-544 | Axis 5000 P-Bus 8 Way Relay Card | 271 | MXP-544 — Axis 5000 P-Bus 8 Way Relay Card (Fusion Fire) | fusion fire mxp-544 axis 5000 p-bus 8 way relay card | 0
Fusion Fire | AUP-543 | Axis 5000 P-Bus 6 Way Fan Controller c/w LEDs/Switches | 911 | AUP-543 — Axis 5000 P-Bus 6 Way Fan Controller c/w LEDs/Switches (Fusion Fire) | fusion fire aup-543 axis 5000 p-bus 6 way fan controller c/w leds/switches | 0
Fusion Fire | AUP-538 | Axis 5000 P-Bus 16-Way Switch Input Module c/w 3 Indicators | 903 | AUP-538 — Axis 5000 P-Bus 16-Way Switch Input Module c/w 3 Indicators (Fusion Fire) | fusion fire aup-538 axis 5000 p-bus 16-way switch input module c/w 3 indicators | 0
Fusion Fire | MXP-536 | Axis 5000 P-Bus 8-Way Conventional Zone Card | 992 | MXP-536 — Axis 5000 P-Bus 8-Way Conventional Zone Card (Fusion Fire) | fusion fire mxp-536 axis 5000 p-bus 8-way conventional zone card | 0
Fusion Fire | FWOPX | Digital AA Optical Smoke Detector c/w SCI, Magnet Test | 98 | FWOPX — Digital AA Optical Smoke Detector c/w SCI, Magnet Test (Fusion Fire) | fusion fire fwopx digital aa optical smoke detector c/w sci, magnet test | 0
Fusion Fire | FWOP | Digital AA Photo Optical Smoke Detector | 92.5 | FWOP — Digital AA Photo Optical Smoke Detector (Fusion Fire) | fusion fire fwop digital aa photo optical smoke detector | 0
Fusion Fire | FWOHX | Digital AA Multi-Criteria Detector c/w SCI, Magnet Test | 144 | FWOHX — Digital AA Multi-Criteria Detector c/w SCI, Magnet Test (Fusion Fire) | fusion fire fwohx digital aa multi-criteria detector c/w sci, magnet test | 0
Fusion Fire | FWOH | Digital AA Multi-Criteria Detector | 139 | FWOH — Digital AA Multi-Criteria Detector (Fusion Fire) | fusion fire fwoh digital aa multi-criteria detector | 0
Fusion Fire | FWHTX | Digital AA Thermal Detector ROR/FT c/w SCI, Magnet Test | 100 | FWHTX — Digital AA Thermal Detector ROR/FT c/w SCI, Magnet Test (Fusion Fire) | fusion fire fwhtx digital aa thermal detector ror/ft c/w sci, magnet test | 0
Fusion Fire | FWHT | Digital AA Thermal Detector ROR or FT | 95 | FWHT — Digital AA Thermal Detector ROR or FT (Fusion Fire) | fusion fire fwht digital aa thermal detector ror or ft | 0
Fusion Fire | FWMB | Standard AA Detector Mounting Base c/w Loop Continuity Clip | 15 | FWMB — Standard AA Detector Mounting Base c/w Loop Continuity Clip (Fusion Fire) | fusion fire fwmb standard aa detector mounting base c/w loop continuity clip | 0
Fusion Fire | RI-ICS | Remote Indicator — In Concealed Space | 23 | RI-ICS — Remote Indicator — In Concealed Space (Fusion Fire) | fusion fire ri-ics remote indicator — in concealed space | 0
Fusion Fire | FWDDH-OPX | Duct Detector Housing 0.5–20m/s (incl. FWOPX & FWMB) | 440 | FWDDH-OPX — Duct Detector Housing 0.5–20m/s (incl. FWOPX & FWMB) (Fusion Fire) | fusion fire fwddh-opx duct detector housing 0.5–20m/s (incl. fwopx & fwmb) | 0
Fusion Fire | DDH-ST-1.5 | Duct Housing Sampling Tube 1.5m | 135 | DDH-ST-1.5 — Duct Housing Sampling Tube 1.5m (Fusion Fire) | fusion fire ddh-st-1.5 duct housing sampling tube 1.5m | 0
Fusion Fire | T-1000E-65 | SS Probe Type A Heat Detector 65°C | 340 | T-1000E-65 — SS Probe Type A Heat Detector 65°C (Fusion Fire) | fusion fire t-1000e-65 ss probe type a heat detector 65°c | 0
Fusion Fire | FWCP | Digital AA MCP — Resettable (Red) | 148 | FWCP — Digital AA MCP — Resettable (Red) (Fusion Fire) | fusion fire fwcp digital aa mcp — resettable (red) | 0
Fusion Fire | FCPCI | Transparent Cover for Axis-CP AA MCPs (no text) | 18 | FCPCI — Transparent Cover for Axis-CP AA MCPs (no text) (Fusion Fire) | fusion fire fcpci transparent cover for axis-cp aa mcps (no text) | 0
Fusion Fire | MCP-RW | Conv. MCP White EWIS c/w Resettable Glass | 27.93 | MCP-RW — Conv. MCP White EWIS c/w Resettable Glass (Fusion Fire) | fusion fire mcp-rw conv. mcp white ewis c/w resettable glass | 0
Fusion Fire | MCP-Cover-UK | MCP Clear Cover for VCP100 MCPs | 11.76 | MCP-Cover-UK — MCP Clear Cover for VCP100 MCPs (Fusion Fire) | fusion fire mcp-cover-uk mcp clear cover for vcp100 mcps | 0
Fusion Fire | VAD-WWW | Wall VAD White Flash, White Body AS ISO7240.23 24VDC | 105 | VAD-WWW — Wall VAD White Flash, White Body AS ISO7240.23 24VDC (Fusion Fire) | fusion fire vad-www wall vad white flash, white body as iso7240.23 24vdc | 0
Fusion Fire | FWCWS | Conventional Wall Sounder | 121 | FWCWS — Conventional Wall Sounder (Fusion Fire) | fusion fire fwcws conventional wall sounder | 0
Fusion Fire | FWCWSV | Conventional Wall Sounder Beacon | 168 | FWCWSV — Conventional Wall Sounder Beacon (Fusion Fire) | fusion fire fwcwsv conventional wall sounder beacon | 0
Fusion Fire | FWSMB | AA Loop Powered Synchronised Sounder Base — 30 Tones | 234 | FWSMB — AA Loop Powered Synchronised Sounder Base — 30 Tones (Fusion Fire) | fusion fire fwsmb aa loop powered synchronised sounder base — 30 tones | 0
Fusion Fire | FWSVMB | Addressable Sounder Beacon Base — 30 Tones | 285 | FWSVMB — Addressable Sounder Beacon Base — 30 Tones (Fusion Fire) | fusion fire fwsvmb addressable sounder beacon base — 30 tones | 0
Fusion Fire | FWS2MB | Addressable Synchronised Sounder Base — 32 Tones | 188 | FWS2MB — Addressable Synchronised Sounder Base — 32 Tones (Fusion Fire) | fusion fire fws2mb addressable synchronised sounder base — 32 tones | 0
Fusion Fire | FWS2AMB | Slave Sounder Base — 32 Selectable Tones | 169 | FWS2AMB — Slave Sounder Base — 32 Selectable Tones (Fusion Fire) | fusion fire fws2amb slave sounder base — 32 selectable tones | 0
Fusion Fire | FWSV2MB | Addressable Sounder & VAD Base — 32 Tones | 267 | FWSV2MB — Addressable Sounder & VAD Base — 32 Tones (Fusion Fire) | fusion fire fwsv2mb addressable sounder & vad base — 32 tones | 0
Fusion Fire | FWLID200/W | Sounder Base Cover (White) — Axis & Taurus Sounder Bases | 10 | FWLID200/W — Sounder Base Cover (White) — Axis & Taurus Sounder Bases (Fusion Fire) | fusion fire fwlid200/w sounder base cover (white) — axis & taurus sounder bases | 0
Fusion Fire | VA-104C | 100mm 6W Metal Grill Recessed Ceiling Speaker AS7240.24 | 50 | VA-104C — 100mm 6W Metal Grill Recessed Ceiling Speaker AS7240.24 (Fusion Fire) | fusion fire va-104c 100mm 6w metal grill recessed ceiling speaker as7240.24 | 0
Fusion Fire | HS-155 | 155mm Metal & Wood Hole Saw Bit for VA-104 Speakers | 64.68 | HS-155 — 155mm Metal & Wood Hole Saw Bit for VA-104 Speakers (Fusion Fire) | fusion fire hs-155 155mm metal & wood hole saw bit for va-104 speakers | 0
Fusion Fire | C2160 | Low Profile 100mm 5W EWIS Recessed Ceiling Speaker AS7240.24 | 66 | C2160 — Low Profile 100mm 5W EWIS Recessed Ceiling Speaker AS7240.24 (Fusion Fire) | fusion fire c2160 low profile 100mm 5w ewis recessed ceiling speaker as7240.24 | 0
Fusion Fire | CF-0703 | Low Profile 100mm 5W EWIS Surface Mount Speaker AS7240.24 | 90 | CF-0703 — Low Profile 100mm 5W EWIS Surface Mount Speaker AS7240.24 (Fusion Fire) | fusion fire cf-0703 low profile 100mm 5w ewis surface mount speaker as7240.24 | 0
Fusion Fire | CF2053G | 10W EWIS Horn Speaker Grey AS7240.24 | 84.53 | CF2053G — 10W EWIS Horn Speaker Grey AS7240.24 (Fusion Fire) | fusion fire cf2053g 10w ewis horn speaker grey as7240.24 | 0
Fusion Fire | FMMC-120 | Mini Single Relay Output Module (Form C) — No Enclosure | 152 | FMMC-120 — Mini Single Relay Output Module (Form C) — No Enclosure (Fusion Fire) | fusion fire fmmc-120 mini single relay output module (form c) — no enclosure | 0
Fusion Fire | FMIC-100 | Single Input & Output Module Supervised — Wall Mount | 189 | FMIC-100 — Single Input & Output Module Supervised — Wall Mount (Fusion Fire) | fusion fire fmic-100 single input & output module supervised — wall mount | 0
Fusion Fire | FMMI-100 | Mini Single Input Module Supervised — No Enclosure | 182 | FMMI-100 — Mini Single Input Module Supervised — No Enclosure (Fusion Fire) | fusion fire fmmi-100 mini single input module supervised — no enclosure | 0
Fusion Fire | FMMIC-100 | Mini Single I/O Module Supervised — No Enclosure | 184 | FMMIC-100 — Mini Single I/O Module Supervised — No Enclosure (Fusion Fire) | fusion fire fmmic-100 mini single i/o module supervised — no enclosure | 0
Fusion Fire | FMMIC-120 | Mini Single I/O Relay Module (Form C) — No Enclosure | 190 | FMMIC-120 — Mini Single I/O Relay Module (Form C) — No Enclosure (Fusion Fire) | fusion fire fmmic-120 mini single i/o relay module (form c) — no enclosure | 0
Fusion Fire | FMMC-100 | Mini Single Output Module Supervised — No Enclosure | 182 | FMMC-100 — Mini Single Output Module Supervised — No Enclosure (Fusion Fire) | fusion fire fmmc-100 mini single output module supervised — no enclosure | 0
Fusion Fire | FMI-100 | Single Input Module Supervised — Wall Mount | 182 | FMI-100 — Single Input Module Supervised — Wall Mount (Fusion Fire) | fusion fire fmi-100 single input module supervised — wall mount | 0
Fusion Fire | FMC-120 | Single Relay Output Module (Form C) — Wall Mount | 183.5 | FMC-120 — Single Relay Output Module (Form C) — Wall Mount (Fusion Fire) | fusion fire fmc-120 single relay output module (form c) — wall mount | 0
Fusion Fire | FMIC-120 | Single Input & Relay Output Module (Form C) — Wall Mount | 189 | FMIC-120 — Single Input & Relay Output Module (Form C) — Wall Mount (Fusion Fire) | fusion fire fmic-120 single input & relay output module (form c) — wall mount | 0
Fusion Fire | DMB100-C | PVC Mounting Box for VM Modules 86x86x43mm | 11.2 | DMB100-C — PVC Mounting Box for VM Modules 86x86x43mm (Fusion Fire) | fusion fire dmb100-c pvc mounting box for vm modules 86x86x43mm | 0
Fusion Fire | FMIC-404 | 4 Supervised Input & 4 Relay Output Module c/w Enclosure | 310 | FMIC-404 — 4 Supervised Input & 4 Relay Output Module c/w Enclosure (Fusion Fire) | fusion fire fmic-404 4 supervised input & 4 relay output module c/w enclosure | 0
Fusion Fire | FMCZ100 | Collective/Conv. Zone Input Module — Loop Powered, Wall Mount | 130 | FMCZ100 — Collective/Conv. Zone Input Module — Loop Powered, Wall Mount (Fusion Fire) | fusion fire fmcz100 collective/conv. zone input module — loop powered, wall mount | 0
Fusion Fire | MDH-003 | Magnetic Door Holder 25/50kg — Wall Mount | 60.75 | MDH-003 — Magnetic Door Holder 25/50kg — Wall Mount (Fusion Fire) | fusion fire mdh-003 magnetic door holder 25/50kg — wall mount | 0
Fusion Fire | MDH-1350 | Magnetic Door Holder 25/50kg — Wall Mount | 69.83 | MDH-1350 — Magnetic Door Holder 25/50kg — Wall Mount (Fusion Fire) | fusion fire mdh-1350 magnetic door holder 25/50kg — wall mount | 0
Fusion Fire | WIP Phone | Red Warded Intercom Phone | 200 | WIP Phone — Red Warded Intercom Phone (Fusion Fire) | fusion fire wip phone red warded intercom phone | 0
Fusion Fire | WIP-120 | Addressable Warden Intercom Phone Module c/w Speech Loop | 350 | WIP-120 — Addressable Warden Intercom Phone Module c/w Speech Loop (Fusion Fire) | fusion fire wip-120 addressable warden intercom phone module c/w speech loop | 0
Fusion Fire | FRMT | TAURUS Wireless DDI AA Translator/Transmitter — 128 Device | 686 | FRMT — TAURUS Wireless DDI AA Translator/Transmitter — 128 Device (Fusion Fire) | fusion fire frmt taurus wireless ddi aa translator/transmitter — 128 device | 0
Fusion Fire | FRMEC | TAURUS Wireless DDI Conv. Transmitter Interface — 32 Device | 863 | FRMEC — TAURUS Wireless DDI Conv. Transmitter Interface — 32 Device (Fusion Fire) | fusion fire frmec taurus wireless ddi conv. transmitter interface — 32 device | 0
Fusion Fire | FRME | TAURUS Wireless DDI Expander Module — 32 Device | 396 | FRME — TAURUS Wireless DDI Expander Module — 32 Device (Fusion Fire) | fusion fire frme taurus wireless ddi expander module — 32 device | 0
Fusion Fire | FROP | TAURUS Wireless Dual Photo Optical Smoke Detector | 300 | FROP — TAURUS Wireless Dual Photo Optical Smoke Detector (Fusion Fire) | fusion fire frop taurus wireless dual photo optical smoke detector | 0
Fusion Fire | FROH | TAURUS Wireless Multi-Criteria & Multi-Sensor Detector | 325 | FROH — TAURUS Wireless Multi-Criteria & Multi-Sensor Detector (Fusion Fire) | fusion fire froh taurus wireless multi-criteria & multi-sensor detector | 0
Fusion Fire | FRHT | TAURUS Wireless Thermal Detector — ROR or Fixed Temp | 290 | FRHT — TAURUS Wireless Thermal Detector — ROR or Fixed Temp (Fusion Fire) | fusion fire frht taurus wireless thermal detector — ror or fixed temp | 0
Fusion Fire | FRMI | TAURUS Wireless Supervised Single Input Module | 296 | FRMI — TAURUS Wireless Supervised Single Input Module (Fusion Fire) | fusion fire frmi taurus wireless supervised single input module | 0
Fusion Fire | FRMO | TAURUS Wireless Output Module with Relay | 478 | FRMO — TAURUS Wireless Output Module with Relay (Fusion Fire) | fusion fire frmo taurus wireless output module with relay | 0
Fusion Fire | FRSMB | TAURUS Wireless Sounder & Base 91dB@1m | 315 | FRSMB — TAURUS Wireless Sounder & Base 91dB@1m (Fusion Fire) | fusion fire frsmb taurus wireless sounder & base 91db@1m | 0
Fusion Fire | FRCP | TAURUS Wireless AA MCP — Resettable | 316 | FRCP — TAURUS Wireless AA MCP — Resettable (Fusion Fire) | fusion fire frcp taurus wireless aa mcp — resettable | 0
Fusion Fire | FRWSM | TAURUS Wireless Sounder/VAD Interface Module | 296 | FRWSM — TAURUS Wireless Sounder/VAD Interface Module (Fusion Fire) | fusion fire frwsm taurus wireless sounder/vad interface module | 0
Fusion Fire | FWPU | Fusion Hand-Held Programming Unit (upgradable) | 430 | FWPU — Fusion Hand-Held Programming Unit (upgradable) (Fusion Fire) | fusion fire fwpu fusion hand-held programming unit (upgradable) | 0
Fusion Fire | FWPU/CARRY | AXIS-PU Carry Case 245x155x75mm | 14.7 | FWPU/CARRY — AXIS-PU Carry Case 245x155x75mm (Fusion Fire) | fusion fire fwpu/carry axis-pu carry case 245x155x75mm | 0
Fusion Fire | CR123A-PCCR | Duracell/PROCELL CR-123A 3V Lithium Battery | 9.92 | CR123A-PCCR — Duracell/PROCELL CR-123A 3V Lithium Battery (Fusion Fire) | fusion fire cr123a-pccr duracell/procell cr-123a 3v lithium battery | 0
Fusion Fire | DMB100-L | Large PVC Mounting Box for VM Modules 108x108x64mm | 11.03 | DMB100-L — Large PVC Mounting Box for VM Modules 108x108x64mm (Fusion Fire) | fusion fire dmb100-l large pvc mounting box for vm modules 108x108x64mm | 0
FlameStop | P-VEP-A00-1P | VESDA-E VEP with LEDs, 1 Pipe | 4575 | P-VEP-A00-1P — VESDA-E VEP with LEDs, 1 Pipe (FlameStop) | flamestop p-vep-a00-1p vesda-e vep with leds, 1 pipe | 0
FlameStop | P-VEP-A00-P | VESDA-E VEP with LEDs, Plastic Enclosure 4 Pipe | 5630 | P-VEP-A00-P — VESDA-E VEP with LEDs, Plastic Enclosure 4 Pipe (FlameStop) | flamestop p-vep-a00-p vesda-e vep with leds, plastic enclosure 4 pipe | 0
FlameStop | P-VEP-A10-P | VESDA-E VEP with 3.5" LCD Display, 4 Pipe | 6240 | P-VEP-A10-P — VESDA-E VEP with 3.5" LCD Display, 4 Pipe (FlameStop) | flamestop p-vep-a10-p vesda-e vep with 3.5" lcd display, 4 pipe | 0
FlameStop | P-VSP-960 | Mounting Bracket for VEP, VES and VEU | 47.23 | P-VSP-960 — Mounting Bracket for VEP, VES and VEU (FlameStop) | flamestop p-vsp-960 mounting bracket for vep, ves and veu | 0
FlameStop | P-VSP-962 | VESDA-E Filter (1 pc) | 98 | P-VSP-962 — VESDA-E Filter (1 pc) (FlameStop) | flamestop p-vsp-962 vesda-e filter (1 pc) | 0
FlameStop | P-VSP-962-20 | VESDA-E Filter — 20 Pieces | 1294 | P-VSP-962-20 — VESDA-E Filter — 20 Pieces (FlameStop) | flamestop p-vsp-962-20 vesda-e filter — 20 pieces | 0
FlameStop | P-VSP-965 | VESDA-E Sampling Module | 513.34 | P-VSP-965 — VESDA-E Sampling Module (FlameStop) | flamestop p-vsp-965 vesda-e sampling module | 0
FlameStop | P-VSP-964-03 | VESDA-E Smoke Detection Chamber for GA3 (Serial 97+) | 2060.23 | P-VSP-964-03 — VESDA-E Smoke Detection Chamber for GA3 (Serial 97+) (FlameStop) | flamestop p-vsp-964-03 vesda-e smoke detection chamber for ga3 (serial 97+) | 0
FlameStop | P-VES-A00-P | VESDA-E VES with LEDs, Plastic Enclosure | 8994 | P-VES-A00-P — VESDA-E VES with LEDs, Plastic Enclosure (FlameStop) | flamestop p-ves-a00-p vesda-e ves with leds, plastic enclosure | 0
FlameStop | P-VES-A10-P | VESDA-E VES with 3.5 inch Display, Plastic Enclosure | 9635 | P-VES-A10-P — VESDA-E VES with 3.5 inch Display, Plastic Enclosure (FlameStop) | flamestop p-ves-a10-p vesda-e ves with 3.5 inch display, plastic enclosure | 0
FlameStop | PLAB1.3AH | 1.3AH 12VDC Lead Acid Battery | 16.75 | PLAB1.3AH — 1.3AH 12VDC Lead Acid Battery (FlameStop) | flamestop plab1.3ah 1.3ah 12vdc lead acid battery | 0
FlameStop | PLAB2.3AH | 2.3AH 12VDC Lead Acid Battery | 17.91 | PLAB2.3AH — 2.3AH 12VDC Lead Acid Battery (FlameStop) | flamestop plab2.3ah 2.3ah 12vdc lead acid battery | 0
FlameStop | PLAB3.2AH | 3.2AH 12VDC Lead Acid Battery | 20.52 | PLAB3.2AH — 3.2AH 12VDC Lead Acid Battery (FlameStop) | flamestop plab3.2ah 3.2ah 12vdc lead acid battery | 0
FlameStop | PLAB7AH | 7AH 12VDC Lead Acid Battery | 17.63 | PLAB7AH — 7AH 12VDC Lead Acid Battery (FlameStop) | flamestop plab7ah 7ah 12vdc lead acid battery | 0
FlameStop | PLAB9AH | 9AH 12VDC Lead Acid Battery | 28.03 | PLAB9AH — 9AH 12VDC Lead Acid Battery (FlameStop) | flamestop plab9ah 9ah 12vdc lead acid battery | 0
FlameStop | PLAB12AH | 12AH 12VDC Lead Acid Battery | 40.6 | PLAB12AH — 12AH 12VDC Lead Acid Battery (FlameStop) | flamestop plab12ah 12ah 12vdc lead acid battery | 0
FlameStop | PLAB15AH | 15AH 12VDC Lead Acid Battery | 49.08 | PLAB15AH — 15AH 12VDC Lead Acid Battery (FlameStop) | flamestop plab15ah 15ah 12vdc lead acid battery | 0
FlameStop | PLAB18AH | 18AH 12VDC Lead Acid Battery | 55.78 | PLAB18AH — 18AH 12VDC Lead Acid Battery (FlameStop) | flamestop plab18ah 18ah 12vdc lead acid battery | 0
FlameStop | PLAB26AH | 26AH 12VDC Lead Acid Battery | 83.15 | PLAB26AH — 26AH 12VDC Lead Acid Battery (FlameStop) | flamestop plab26ah 26ah 12vdc lead acid battery | 0
FlameStop | PLAB33AH | 33AH 12VDC Lead Acid Battery | 116.22 | PLAB33AH — 33AH 12VDC Lead Acid Battery (FlameStop) | flamestop plab33ah 33ah 12vdc lead acid battery | 0
FlameStop | PLAB40AH | 40AH 12VDC Lead Acid Battery | 121.94 | PLAB40AH — 40AH 12VDC Lead Acid Battery (FlameStop) | flamestop plab40ah 40ah 12vdc lead acid battery | 0
FlameStop | PLAB45AH | 45AH 12VDC Lead Acid Battery | 136.57 | PLAB45AH — 45AH 12VDC Lead Acid Battery (FlameStop) | flamestop plab45ah 45ah 12vdc lead acid battery | 0
FlameStop | PLAB55AH | 55AH 12VDC Lead Acid Battery | 191.64 | PLAB55AH — 55AH 12VDC Lead Acid Battery (FlameStop) | flamestop plab55ah 55ah 12vdc lead acid battery | 0
FlameStop | PLAB65AH | 65AH 12VDC Lead Acid Battery | 203.04 | PLAB65AH — 65AH 12VDC Lead Acid Battery (FlameStop) | flamestop plab65ah 65ah 12vdc lead acid battery | 0
FlameStop | PLAB75AH | 75AH 12VDC Lead Acid Battery | 230.74 | PLAB75AH — 75AH 12VDC Lead Acid Battery (FlameStop) | flamestop plab75ah 75ah 12vdc lead acid battery | 0
FlameStop | PLAB85AH | 85AH 12VDC Lead Acid Battery | 272.15 | PLAB85AH — 85AH 12VDC Lead Acid Battery (FlameStop) | flamestop plab85ah 85ah 12vdc lead acid battery | 0
FlameStop | PLAB100AH | 100AH 12VDC Lead Acid Battery | 279.84 | PLAB100AH — 100AH 12VDC Lead Acid Battery (FlameStop) | flamestop plab100ah 100ah 12vdc lead acid battery | 0
FlameStop | PLAB120AH | 120AH 12VDC Lead Acid Battery | 345.99 | PLAB120AH — 120AH 12VDC Lead Acid Battery (FlameStop) | flamestop plab120ah 120ah 12vdc lead acid battery | 0
FlameStop | PLAB150AH | 150AH 12VDC Lead Acid Battery | 408.9 | PLAB150AH — 150AH 12VDC Lead Acid Battery (FlameStop) | flamestop plab150ah 150ah 12vdc lead acid battery | 0
FlameStop | PLAB200AH | 200AH 12VDC Lead Acid Battery | 596.48 | PLAB200AH — 200AH 12VDC Lead Acid Battery (FlameStop) | flamestop plab200ah 200ah 12vdc lead acid battery | 0
FlameStop | PLAB230AH | 230AH 12VDC Lead Acid Battery | 650.26 | PLAB230AH — 230AH 12VDC Lead Acid Battery (FlameStop) | flamestop plab230ah 230ah 12vdc lead acid battery | 0
FlameStop | PLAB250AH | 250AH 12VDC Lead Acid Battery | 692.92 | PLAB250AH — 250AH 12VDC Lead Acid Battery (FlameStop) | flamestop plab250ah 250ah 12vdc lead acid battery | 0
FlameStop | PLAB26AH-DC | 26AH 12VDC AGM VRLA Deep Cycle Lead Acid Battery | 90.66 | PLAB26AH-DC — 26AH 12VDC AGM VRLA Deep Cycle Lead Acid Battery (FlameStop) | flamestop plab26ah-dc 26ah 12vdc agm vrla deep cycle lead acid battery | 0
FlameStop | PLAB33AH-DC | 33AH 12VDC Hybrid AGM VRLA Deep Cycle Lead Acid Battery | 119.21 | PLAB33AH-DC — 33AH 12VDC Hybrid AGM VRLA Deep Cycle Lead Acid Battery (FlameStop) | flamestop plab33ah-dc 33ah 12vdc hybrid agm vrla deep cycle lead acid battery | 0
FlameStop | PLAB40AH-DC | 40AH 12VDC Hybrid AGM VRLA Deep Cycle Lead Acid Battery | 133.43 | PLAB40AH-DC — 40AH 12VDC Hybrid AGM VRLA Deep Cycle Lead Acid Battery (FlameStop) | flamestop plab40ah-dc 40ah 12vdc hybrid agm vrla deep cycle lead acid battery | 0
FlameStop | PLAB55AH-DC | 55AH 12VDC Hybrid AGM VRLA Deep Cycle Lead Acid Battery | 199.1 | PLAB55AH-DC — 55AH 12VDC Hybrid AGM VRLA Deep Cycle Lead Acid Battery (FlameStop) | flamestop plab55ah-dc 55ah 12vdc hybrid agm vrla deep cycle lead acid battery | 0
FlameStop | PLAB75AH-DC | 75AH 12VDC Hybrid AGM VRLA Deep Cycle Lead Acid Battery | 236.25 | PLAB75AH-DC — 75AH 12VDC Hybrid AGM VRLA Deep Cycle Lead Acid Battery (FlameStop) | flamestop plab75ah-dc 75ah 12vdc hybrid agm vrla deep cycle lead acid battery | 0
FlameStop | PLAB85AH-DC | 85AH 12VDC Hybrid AGM VRLA Deep Cycle Lead Acid Battery | 262.59 | PLAB85AH-DC — 85AH 12VDC Hybrid AGM VRLA Deep Cycle Lead Acid Battery (FlameStop) | flamestop plab85ah-dc 85ah 12vdc hybrid agm vrla deep cycle lead acid battery | 0
FlameStop | PLAB100AH-DC | 100AH 12VDC Hybrid AGM VRLA Deep Cycle Lead Acid Battery | 293.39 | PLAB100AH-DC — 100AH 12VDC Hybrid AGM VRLA Deep Cycle Lead Acid Battery (FlameStop) | flamestop plab100ah-dc 100ah 12vdc hybrid agm vrla deep cycle lead acid battery | 0
FlameStop | PLAB120AH-DC | 120AH 12VDC Hybrid AGM VRLA Deep Cycle Lead Acid Battery | 364 | PLAB120AH-DC — 120AH 12VDC Hybrid AGM VRLA Deep Cycle Lead Acid Battery (FlameStop) | flamestop plab120ah-dc 120ah 12vdc hybrid agm vrla deep cycle lead acid battery | 0
FlameStop | PLAB150AH-DC | 150AH 12VDC AGM VRLA Deep Cycle Lead Acid Battery | 449.07 | PLAB150AH-DC — 150AH 12VDC AGM VRLA Deep Cycle Lead Acid Battery (FlameStop) | flamestop plab150ah-dc 150ah 12vdc agm vrla deep cycle lead acid battery | 0
FlameStop | PLAB200AH-DC | 200AH 12VDC AGM VRLA Deep Cycle Lead Acid Battery | 687.21 | PLAB200AH-DC — 200AH 12VDC AGM VRLA Deep Cycle Lead Acid Battery (FlameStop) | flamestop plab200ah-dc 200ah 12vdc agm vrla deep cycle lead acid battery | 0
FlameStop | P-CR123A | 3V Lithium Battery (CR123A) | 7.56 | P-CR123A — 3V Lithium Battery (CR123A) (FlameStop) | flamestop p-cr123a 3v lithium battery (cr123a) | 0
FlameStop | NC-SOL0370 | Solo 365 Battery | 297 | NC-SOL0370 — Solo 365 Battery (FlameStop) | flamestop nc-sol0370 solo 365 battery | 0
FlameStop | NC-SOL0370-4PACK | Solo 365 Battery — 4 Pack | 1148 | NC-SOL0370-4PACK — Solo 365 Battery — 4 Pack (FlameStop) | flamestop nc-sol0370-4pack solo 365 battery — 4 pack | 0
FlameStop | PFS200-BBS-MW | Battery Box for FlameStop Addressable Panels — Milk White | 146.02 | PFS200-BBS-MW — Battery Box for FlameStop Addressable Panels — Milk White (FlameStop) | flamestop pfs200-bbs-mw battery box for flamestop addressable panels — milk white | 0
FlameStop | PFS200-BBS | Battery Box for FlameStop Addressable Panels — Grey | 146.02 | PFS200-BBS — Battery Box for FlameStop Addressable Panels — Grey (FlameStop) | flamestop pfs200-bbs battery box for flamestop addressable panels — grey | 0
FlameStop | PFS100CAB-MWLRG | Battery Box for FlameStop Conventional Large Panels | 146.02 | PFS100CAB-MWLRG — Battery Box for FlameStop Conventional Large Panels (FlameStop) | flamestop pfs100cab-mwlrg battery box for flamestop conventional large panels | 0
FlameStop | PS407-M2D | 24VDC Stand-Alone 2.5A PSU in Metal Cabinet (2x12ah batteries) | 675 | PS407-M2D — 24VDC Stand-Alone 2.5A PSU in Metal Cabinet (2x12ah batteries) (FlameStop) | flamestop ps407-m2d 24vdc stand-alone 2.5a psu in metal cabinet (2x12ah batteries) | 0
FlameStop | PS408 | 24VDC Stand-Alone 10A PSU in Kit Form — AS7240.4 Approved | 865 | PS408 — 24VDC Stand-Alone 10A PSU in Kit Form — AS7240.4 Approved (FlameStop) | flamestop ps408 24vdc stand-alone 10a psu in kit form — as7240.4 approved | 0
FlameStop | PS408-M3D | 24VDC Stand-Alone 10A PSU in Metal Cabinet (2x45ah batteries) | 1055 | PS408-M3D — 24VDC Stand-Alone 10A PSU in Metal Cabinet (2x45ah batteries) (FlameStop) | flamestop ps408-m3d 24vdc stand-alone 10a psu in metal cabinet (2x45ah batteries) | 0
FlameStop | PS406-M3D | 24VDC Stand-Alone 5.25A PSU in Metal Cabinet (2x26ah batteries) | 875 | PS406-M3D — 24VDC Stand-Alone 5.25A PSU in Metal Cabinet (2x26ah batteries) (FlameStop) | flamestop ps406-m3d 24vdc stand-alone 5.25a psu in metal cabinet (2x26ah batteries) | 0
FlameStop | PWSP-GRILL | White Grill for 100mm Speaker | 3.5 | PWSP-GRILL — White Grill for 100mm Speaker (FlameStop) | flamestop pwsp-grill white grill for 100mm speaker | 0
FlameStop | PWSP-GRILL200 | White Grill for 200mm Speaker | 5.15 | PWSP-GRILL200 — White Grill for 200mm Speaker (FlameStop) | flamestop pwsp-grill200 white grill for 200mm speaker | 0
FlameStop | PWSP-100PLAIN | 5 Watt 100V 100mm Twin Cone Speaker | 25.52 | PWSP-100PLAIN — 5 Watt 100V 100mm Twin Cone Speaker (FlameStop) | flamestop pwsp-100plain 5 watt 100v 100mm twin cone speaker | 0
FlameStop | PHS140 | Hole Saw 140mm + Arbor | 77.5 | PHS140 — Hole Saw 140mm + Arbor (FlameStop) | flamestop phs140 hole saw 140mm + arbor | 0
FlameStop | PVAD-R-CM | Ceiling Mount VAD — Red Body, Red Flash | 90.14 | PVAD-R-CM — Ceiling Mount VAD — Red Body, Red Flash (FlameStop) | flamestop pvad-r-cm ceiling mount vad — red body, red flash | 0
FlameStop | PVAD-W-CM | Ceiling Mount VAD — White Body, Red Flash | 90.14 | PVAD-W-CM — Ceiling Mount VAD — White Body, Red Flash (FlameStop) | flamestop pvad-w-cm ceiling mount vad — white body, red flash | 0
FlameStop | PVAD-W-CM-WF | Ceiling Mount VAD — White Body, White Flash | 90.14 | PVAD-W-CM-WF — Ceiling Mount VAD — White Body, White Flash (FlameStop) | flamestop pvad-w-cm-wf ceiling mount vad — white body, white flash | 0
FlameStop | PVAD-W-CMDB | Ceiling Mount VAD Deep Base — White Body, Red Flash | 90.14 | PVAD-W-CMDB — Ceiling Mount VAD Deep Base — White Body, Red Flash (FlameStop) | flamestop pvad-w-cmdb ceiling mount vad deep base — white body, red flash | 0
FlameStop | PVAD-R-CMDB | Ceiling Mount VAD Deep Base — Red Body, Red Flash | 89.86 | PVAD-R-CMDB — Ceiling Mount VAD Deep Base — Red Body, Red Flash (FlameStop) | flamestop pvad-r-cmdb ceiling mount vad deep base — red body, red flash | 0
FlameStop | PVAD-W-CMDB-WF | Ceiling Mount VAD Deep Base — White Body, White Flash | 90.14 | PVAD-W-CMDB-WF — Ceiling Mount VAD Deep Base — White Body, White Flash (FlameStop) | flamestop pvad-w-cmdb-wf ceiling mount vad deep base — white body, white flash | 0
FlameStop | PVAD-R-WM | Wall Mount VAD — Red Lens | 86.67 | PVAD-R-WM — Wall Mount VAD — Red Lens (FlameStop) | flamestop pvad-r-wm wall mount vad — red lens | 0
FlameStop | PVAD-W-WM | Wall Mount VAD — White Body, Red Flash | 86.67 | PVAD-W-WM — Wall Mount VAD — White Body, Red Flash (FlameStop) | flamestop pvad-w-wm wall mount vad — white body, red flash | 0
FlameStop | PVAD-R-WMDB | Wall Mount VAD Deep Base — Red Body, Red Flash | 92.45 | PVAD-R-WMDB — Wall Mount VAD Deep Base — Red Body, Red Flash (FlameStop) | flamestop pvad-r-wmdb wall mount vad deep base — red body, red flash | 0
FlameStop | PVAD-R-WMBASE | Red Wall Mount VAD Base Only | 175 | PVAD-R-WMBASE — Red Wall Mount VAD Base Only (FlameStop) | flamestop pvad-r-wmbase red wall mount vad base only | 0
FlameStop | PXCRDEEP | Optional Red Deep Base for Conduit Entry | 10.98 | PXCRDEEP — Optional Red Deep Base for Conduit Entry (FlameStop) | flamestop pxcrdeep optional red deep base for conduit entry | 0
FlameStop | PXCWHDEEP | Optional White Deep Base for Conduit Entry | 9.24 | PXCWHDEEP — Optional White Deep Base for Conduit Entry (FlameStop) | flamestop pxcwhdeep optional white deep base for conduit entry | 0
FlameStop | P-576.080.006 | P80AVB MX Addressable Sounder/VAD Base | 243.58 | P-576.080.006 — P80AVB MX Addressable Sounder/VAD Base (FlameStop) | flamestop p-576.080.006 p80avb mx addressable sounder/vad base | 0
FlameStop | PFS100CAB-R-WIP | WIP Phone Box — Red | 106.7 | PFS100CAB-R-WIP — WIP Phone Box — Red (FlameStop) | flamestop pfs100cab-r-wip wip phone box — red | 0
FlameStop | PFS100CAB-MW-WIP | WIP Phone Box — Milk White | 106.7 | PFS100CAB-MW-WIP — WIP Phone Box — Milk White (FlameStop) | flamestop pfs100cab-mw-wip wip phone box — milk white | 0
FlameStop | PQE90-WIP | WIP Phone to Suit QE90 EWIS | 71.81 | PQE90-WIP — WIP Phone to Suit QE90 EWIS (FlameStop) | flamestop pqe90-wip wip phone to suit qe90 ewis | 0
FlameStop | P-FP0938 | Vigilant WIP Phone (RED) FP0938 | 94.08 | P-FP0938 — Vigilant WIP Phone (RED) FP0938 (FlameStop) | flamestop p-fp0938 vigilant wip phone (red) fp0938 | 0
FlameStop | P-EA0412 | WIP Phone Surface Mounting Enclosure EA0412 | 275 | P-EA0412 — WIP Phone Surface Mounting Enclosure EA0412 (FlameStop) | flamestop p-ea0412 wip phone surface mounting enclosure ea0412 | 0
FlameStop | PWIP-SPK | External Speaker ONLY for Redback Brand WIP Phone | 25.18 | PWIP-SPK — External Speaker ONLY for Redback Brand WIP Phone (FlameStop) | flamestop pwip-spk external speaker only for redback brand wip phone | 0
FlameStop | WIP-ANGLE | WIP Lift Handset to Call Sign | 16.95 | WIP-ANGLE — WIP Lift Handset to Call Sign (FlameStop) | flamestop wip-angle wip lift handset to call sign | 0
FlameStop | WIP-V | WIP Lift Handset to Call Sign — Vinyl | 4.5 | WIP-V — WIP Lift Handset to Call Sign — Vinyl (FlameStop) | flamestop wip-v wip lift handset to call sign — vinyl | 0
FlameStop | PDUAL-S | Dual Strobes for EWIS System | 91.7 | PDUAL-S — Dual Strobes for EWIS System (FlameStop) | flamestop pdual-s dual strobes for ewis system | 0
FlameStop | PCABWL | IP66 UV ABS Cabinet with Stainless Steel Latches | 138 | PCABWL — IP66 UV ABS Cabinet with Stainless Steel Latches (FlameStop) | flamestop pcabwl ip66 uv abs cabinet with stainless steel latches | 0
FlameStop | PX-MCP-RED | Red Indoor MCP | 42.18 | PX-MCP-RED — Red Indoor MCP (FlameStop) | flamestop px-mcp-red red indoor mcp | 0
FlameStop | PX-MCP-WHITE | White Indoor MCP | 42.18 | PX-MCP-WHITE — White Indoor MCP (FlameStop) | flamestop px-mcp-white white indoor mcp | 0
FlameStop | PX-MCP-GREEN | Green Indoor MCP | 50.38 | PX-MCP-GREEN — Green Indoor MCP (FlameStop) | flamestop px-mcp-green green indoor mcp | 0
FlameStop | PX-MCP-YELLOW | Yellow Indoor MCP | 50.38 | PX-MCP-YELLOW — Yellow Indoor MCP (FlameStop) | flamestop px-mcp-yellow yellow indoor mcp | 0
FlameStop | PX-MCP-FLAP | MCP Flap | 10.4 | PX-MCP-FLAP — MCP Flap (FlameStop) | flamestop px-mcp-flap mcp flap | 0
FlameStop | PX-MCP-KEY | MCP Key | 10.82 | PX-MCP-KEY — MCP Key (FlameStop) | flamestop px-mcp-key mcp key | 0
FlameStop | PX-MCP-ELEMENT | Resettable Plastic Infill Element for MCP | 9.5 | PX-MCP-ELEMENT — Resettable Plastic Infill Element for MCP (FlameStop) | flamestop px-mcp-element resettable plastic infill element for mcp | 0
FlameStop | P-MCP-RT | KAC Brand Red Conventional MCP | 55.35 | P-MCP-RT — KAC Brand Red Conventional MCP (FlameStop) | flamestop p-mcp-rt kac brand red conventional mcp | 0
FlameStop | P-KAC-KEY | Pack of 10 Spare MCP Keys | 26.66 | P-KAC-KEY — Pack of 10 Spare MCP Keys (FlameStop) | flamestop p-kac-key pack of 10 spare mcp keys | 0
FlameStop | P-MCP-RTFLAP | Protective Plastic Flap Cover for KAC MCP — Curved Front | 14.16 | P-MCP-RTFLAP — Protective Plastic Flap Cover for KAC MCP — Curved Front (FlameStop) | flamestop p-mcp-rtflap protective plastic flap cover for kac mcp — curved front | 0
FlameStop | P-KAC-ELEMENT | Resettable Plastic Infill Element for KAC MCP | 8.97 | P-KAC-ELEMENT — Resettable Plastic Infill Element for KAC MCP (FlameStop) | flamestop p-kac-element resettable plastic infill element for kac mcp | 0
FlameStop | P-SU0624 | MCP RED No Back Box Normally Open Simplex Glass SU0624 | 58.11 | P-SU0624 — MCP RED No Back Box Normally Open Simplex Glass SU0624 (FlameStop) | flamestop p-su0624 mcp red no back box normally open simplex glass su0624 | 0
FlameStop | P-SU0632 | New MCP KAC RED Manual Call Point Back Box Only SU0632 | 12.72 | P-SU0632 — New MCP KAC RED Manual Call Point Back Box Only SU0632 (FlameStop) | flamestop p-su0632 new mcp kac red manual call point back box only su0632 | 0
FlameStop | PMCP-GREEN-DPDT | Green DP/DT Resettable Manual Call Point | 75 | PMCP-GREEN-DPDT — Green DP/DT Resettable Manual Call Point (FlameStop) | flamestop pmcp-green-dpdt green dp/dt resettable manual call point | 0
FlameStop | PXDC-GREEN-DPTP | Green Double Pole Manual Call Point — Resettable | 85 | PXDC-GREEN-DPTP — Green Double Pole Manual Call Point — Resettable (FlameStop) | flamestop pxdc-green-dptp green double pole manual call point — resettable | 0
FlameStop | P-SU0614 | MCP Emergency Door Release Double Pole White | 125 | P-SU0614 — MCP Emergency Door Release Double Pole White (FlameStop) | flamestop p-su0614 mcp emergency door release double pole white | 0
FlameStop | P-FP1114 | MCP Emergency Door Release Double Pole Yellow FP1114 | 85 | P-FP1114 — MCP Emergency Door Release Double Pole Yellow FP1114 (FlameStop) | flamestop p-fp1114 mcp emergency door release double pole yellow fp1114 | 0
FlameStop | PSIGN-MCP | Sign for MCP — After Activation Call 000 | 7.02 | PSIGN-MCP — Sign for MCP — After Activation Call 000 (FlameStop) | flamestop psign-mcp sign for mcp — after activation call 000 | 0
FlameStop | P-515.001.033 | Weather Stopper Break Seal Kit RED 515.001.033 | 71.51 | P-515.001.033 — Weather Stopper Break Seal Kit RED 515.001.033 (FlameStop) | flamestop p-515.001.033 weather stopper break seal kit red 515.001.033 | 0
FlameStop | P-515.001.035 | Weather Stopper II Surface Mount STI3150 515.001.035 | 294 | P-515.001.035 — Weather Stopper II Surface Mount STI3150 515.001.035 (FlameStop) | flamestop p-515.001.035 weather stopper ii surface mount sti3150 515.001.035 | 0
FlameStop | P-515.001.032 | Weather Stopper c/w Sounder 515.001.032 | 346.73 | P-515.001.032 — Weather Stopper c/w Sounder 515.001.032 (FlameStop) | flamestop p-515.001.032 weather stopper c/w sounder 515.001.032 | 0
FlameStop | P-SU0622 | IP67 Weatherproof Gasket for SUo612 SU0622 | 17.36 | P-SU0622 — IP67 Weatherproof Gasket for SUo612 SU0622 (FlameStop) | flamestop p-su0622 ip67 weatherproof gasket for suo612 su0622 | 0
FlameStop | P-FP0331 | MCP NZ Red Wormald 1841 Clean Contact Surface Mount FP0331 | 79.15 | P-FP0331 — MCP NZ Red Wormald 1841 Clean Contact Surface Mount FP0331 (FlameStop) | flamestop p-fp0331 mcp nz red wormald 1841 clean contact surface mount fp0331 | 0
FlameStop | P-514.001.109 | CP220 CALLPOINT I.S 514.001.109 | 463.06 | P-514.001.109 — CP220 CALLPOINT I.S 514.001.109 (FlameStop) | flamestop p-514.001.109 cp220 callpoint i.s 514.001.109 | 0
Ampac | 2250-4200 | ZoneSense 4 Zone (DH4) BX1 ABS Cabinet | 672 | 2250-4200 — ZoneSense 4 Zone (DH4) BX1 ABS Cabinet (Ampac) | ampac 2250-4200 zonesense 4 zone (dh4) bx1 abs cabinet | 0
Ampac | 2250-4250 | ZoneSense 4 Zone (DH4) BX10 Metal Cabinet | 669 | 2250-4250 — ZoneSense 4 Zone (DH4) BX10 Metal Cabinet (Ampac) | ampac 2250-4250 zonesense 4 zone (dh4) bx10 metal cabinet | 0
Ampac | 2550-1100 | ZoneSense PLUS 4 Zone ABS Inc Batteries | 873 | 2550-1100 — ZoneSense PLUS 4 Zone ABS Inc Batteries (Ampac) | ampac 2550-1100 zonesense plus 4 zone abs inc batteries | 0
Ampac | 2550-1200 | ZoneSense PLUS 8 Zone ABS Inc Batteries | 1014 | 2550-1200 — ZoneSense PLUS 8 Zone ABS Inc Batteries (Ampac) | ampac 2550-1200 zonesense plus 8 zone abs inc batteries | 0
Ampac | 2550-2100 | ZoneSense PLUS 4 Zone ABS with Window Inc Batteries | 960 | 2550-2100 — ZoneSense PLUS 4 Zone ABS with Window Inc Batteries (Ampac) | ampac 2550-2100 zonesense plus 4 zone abs with window inc batteries | 0
Ampac | 2550-2200 | ZoneSense PLUS 8 Zone ABS with Window Inc Batteries | 1129 | 2550-2200 — ZoneSense PLUS 8 Zone ABS with Window Inc Batteries (Ampac) | ampac 2550-2200 zonesense plus 8 zone abs with window inc batteries | 0
Ampac | 2553-0410-0100 | ZoneSense PLUS 4 Zone SP1X Agent Release Inc Batteries | 2001 | 2553-0410-0100 — ZoneSense PLUS 4 Zone SP1X Agent Release Inc Batteries (Ampac) | ampac 2553-0410-0100 zonesense plus 4 zone sp1x agent release inc batteries | 0
Ampac | 2553-0810-0100 | ZoneSense PLUS 8 Zone SP1X Agent Release Inc Batteries (2x7AH) | 2078 | 2553-0810-0100 — ZoneSense PLUS 8 Zone SP1X Agent Release Inc Batteries (2x7AH) (Ampac) | ampac 2553-0810-0100 zonesense plus 8 zone sp1x agent release inc batteries (2x7ah) | 0
Ampac | 8251-0110 | LoopSense 1 Loop 3A SP1X Apollo AS7240 | 2472 | 8251-0110 — LoopSense 1 Loop 3A SP1X Apollo AS7240 (Ampac) | ampac 8251-0110 loopsense 1 loop 3a sp1x apollo as7240 | 0
Ampac | 8251-0210 | LoopSense 2 Loop 3A SP1X Apollo AS7240 | 2865 | 8251-0210 — LoopSense 2 Loop 3A SP1X Apollo AS7240 (Ampac) | ampac 8251-0210 loopsense 2 loop 3a sp1x apollo as7240 | 0
Ampac | 8251-0110-1100 | LoopSense 1 Loop 3A SP1X OWS25 Apollo AS7240 | 3256 | 8251-0110-1100 — LoopSense 1 Loop 3A SP1X OWS25 Apollo AS7240 (Ampac) | ampac 8251-0110-1100 loopsense 1 loop 3a sp1x ows25 apollo as7240 | 0
Ampac | 8251-0210-1100 | LoopSense 2 Loop 3A SP1X OWS25 Apollo AS7240 | 3658 | 8251-0210-1100 — LoopSense 2 Loop 3A SP1X OWS25 Apollo AS7240 (Ampac) | ampac 8251-0210-1100 loopsense 2 loop 3a sp1x ows25 apollo as7240 | 0
Ampac | 8251-0110-1200 | LoopSense 1 Loop 3A SP1X OWS50 Apollo AS7240 | 3722 | 8251-0110-1200 — LoopSense 1 Loop 3A SP1X OWS50 Apollo AS7240 (Ampac) | ampac 8251-0110-1200 loopsense 1 loop 3a sp1x ows50 apollo as7240 | 0
Ampac | 8210-0001 | 2nd Loop Activation Key LoopSense | 416 | 8210-0001 — 2nd Loop Activation Key LoopSense (Ampac) | ampac 8210-0001 2nd loop activation key loopsense | 0
Ampac | 8251-0110-0100 | LoopSense 1 Loop 3A SP1X Agent Apollo AS7240 | 3113 | 8251-0110-0100 — LoopSense 1 Loop 3A SP1X Agent Apollo AS7240 (Ampac) | ampac 8251-0110-0100 loopsense 1 loop 3a sp1x agent apollo as7240 | 0
Ampac | 8651-0110 | FireFinder+ 1 Loop 5A SP1X | 2894 | 8651-0110 — FireFinder+ 1 Loop 5A SP1X (Ampac) | ampac 8651-0110 firefinder+ 1 loop 5a sp1x | 0
Ampac | 8651-0110-0100 | FireFinder+ 1 Loop 5A Agent SP1 | 3632 | 8651-0110-0100 — FireFinder+ 1 Loop 5A Agent SP1 (Ampac) | ampac 8651-0110-0100 firefinder+ 1 loop 5a agent sp1 | 0
Ampac | 8651-0110-1100 | FireFinder+ 1 Loop 5A OWS25 SP1X | 3798 | 8651-0110-1100 — FireFinder+ 1 Loop 5A OWS25 SP1X (Ampac) | ampac 8651-0110-1100 firefinder+ 1 loop 5a ows25 sp1x | 0
Ampac | 8651-0110-1200 | FireFinder+ 1 Loop OWS50 5A SP1 | 4325 | 8651-0110-1200 — FireFinder+ 1 Loop OWS50 5A SP1 (Ampac) | ampac 8651-0110-1200 firefinder+ 1 loop ows50 5a sp1 | 0
Ampac | 8651-0113 | FireFinder+ 1 Loop 5A SP8X | 5114 | 8651-0113 — FireFinder+ 1 Loop 5A SP8X (Ampac) | ampac 8651-0113 firefinder+ 1 loop 5a sp8x | 0
Ampac | 8651-0113-0100 | FireFinder+ 1 Loop Agent 5A SP8 | 5852 | 8651-0113-0100 — FireFinder+ 1 Loop Agent 5A SP8 (Ampac) | ampac 8651-0113-0100 firefinder+ 1 loop agent 5a sp8 | 0
Ampac | 8651-0113-1200 | FireFinder+ 1 Loop OWS50 5A SP8 | 6315 | 8651-0113-1200 — FireFinder+ 1 Loop OWS50 5A SP8 (Ampac) | ampac 8651-0113-1200 firefinder+ 1 loop ows50 5a sp8 | 0
Ampac | 8653-0810 | FireFinder+ 8 Zone 5A SP1X | 2495 | 8653-0810 — FireFinder+ 8 Zone 5A SP1X (Ampac) | ampac 8653-0810 firefinder+ 8 zone 5a sp1x | 0
Ampac | 8653-0810-1100 | FireFinder+ 8 Zone OWS25 5A SP1 | 3352 | 8653-0810-1100 — FireFinder+ 8 Zone OWS25 5A SP1 (Ampac) | ampac 8653-0810-1100 firefinder+ 8 zone ows25 5a sp1 | 0
Ampac | 8653-0810-1200 | FireFinder+ 8 Zone OWS50 5A SP1 | 3826 | 8653-0810-1200 — FireFinder+ 8 Zone OWS50 5A SP1 (Ampac) | ampac 8653-0810-1200 firefinder+ 8 zone ows50 5a sp1 | 0
Ampac | 8653-0813 | FireFinder+ 8 Zone 5A SP8X | 3148 | 8653-0813 — FireFinder+ 8 Zone 5A SP8X (Ampac) | ampac 8653-0813 firefinder+ 8 zone 5a sp8x | 0
Ampac | 8653-0813-1200 | FireFinder+ 8 Zone OWS50 5A SP8 | 4535 | 8653-0813-1200 — FireFinder+ 8 Zone OWS50 5A SP8 (Ampac) | ampac 8653-0813-1200 firefinder+ 8 zone ows50 5a sp8 | 0
Ampac | 4210-0040 | Battery Cab for SP1X/SP1M (Surfmist) | 267 | 4210-0040 — Battery Cab for SP1X/SP1M (Surfmist) (Ampac) | ampac 4210-0040 battery cab for sp1x/sp1m (surfmist) | 0
Ampac | 4210-0041 | Battery Cab for FFP/LoopSense SP8X (Surfmist) | 341 | 4210-0041 — Battery Cab for FFP/LoopSense SP8X (Surfmist) (Ampac) | ampac 4210-0041 battery cab for ffp/loopsense sp8x (surfmist) | 0
Ampac | 4210-0042 | SP1X/M Cabinet Surround Surfmist | 273 | 4210-0042 — SP1X/M Cabinet Surround Surfmist (Ampac) | ampac 4210-0042 sp1x/m cabinet surround surfmist | 0
Ampac | 4210-0044 | SP8X Cabinet Surround Surfmist | 341 | 4210-0044 — SP8X Cabinet Surround Surfmist (Ampac) | ampac 4210-0044 sp8x cabinet surround surfmist | 0
Ampac | 4210-0045 | SP8X and Battery Cabinet Surround Surfmist | 416 | 4210-0045 — SP8X and Battery Cabinet Surround Surfmist (Ampac) | ampac 4210-0045 sp8x and battery cabinet surround surfmist | 0
Ampac | 6350-HPA150W-CSO | EvacU Elite 150W HPA Card | 1739 | 6350-HPA150W-CSO — EvacU Elite 150W HPA Card (Ampac) | ampac 6350-hpa150w-cso evacu elite 150w hpa card | 0
Ampac | 6350-LPA25W-DUAL-CSO | EvacU Elite Dual 25W Amplifier LPA Card | 667 | 6350-LPA25W-DUAL-CSO — EvacU Elite Dual 25W Amplifier LPA Card (Ampac) | ampac 6350-lpa25w-dual-cso evacu elite dual 25w amplifier lpa card | 0
Ampac | 6350-LPA50W-CSO | EvacU Elite 50W LPA Card | 637 | 6350-LPA50W-CSO — EvacU Elite 50W LPA Card (Ampac) | ampac 6350-lpa50w-cso evacu elite 50w lpa card | 0
Ampac | ASS63LWIPS | EvacU Elite Loop WIP | 431 | ASS63LWIPS — EvacU Elite Loop WIP (Ampac) | ampac ass63lwips evacu elite loop wip | 0
Ampac | ASS63WIPS | EvacU Elite Radial WIP | 210 | ASS63WIPS — EvacU Elite Radial WIP (Ampac) | ampac ass63wips evacu elite radial wip | 0
Ampac | 6010-0001 | OWS 50W Amplifier | 959 | 6010-0001 — OWS 50W Amplifier (Ampac) | ampac 6010-0001 ows 50w amplifier | 0
Ampac | 6010-0002 | OWS 25W Amplifier | 489 | 6010-0002 — OWS 25W Amplifier (Ampac) | ampac 6010-0002 ows 25w amplifier | 0
Ampac | 6010-0018 | OWS Indicator & Controls | 449 | 6010-0018 — OWS Indicator & Controls (Ampac) | ampac 6010-0018 ows indicator & controls | 0
Ampac | 6050-0010-0800 | EvacU EWCIE 4x50W (200W) 10A | 4010 | 6050-0010-0800 — EvacU EWCIE 4x50W (200W) 10A (Ampac) | ampac 6050-0010-0800 evacu ewcie 4x50w (200w) 10a | 0
Ampac | 6050-0010-1100 | EvacU EWCIE 25W 3A | 1593 | 6050-0010-1100 — EvacU EWCIE 25W 3A (Ampac) | ampac 6050-0010-1100 evacu ewcie 25w 3a | 0
Ampac | 6050-0010-1200 | EvacU EWCIE 50W 3A | 1904 | 6050-0010-1200 — EvacU EWCIE 50W 3A (Ampac) | ampac 6050-0010-1200 evacu ewcie 50w 3a | 0
Ampac | 6050-0010-1400 | EvacU EWCIE 2x50W (100W) 5A | 2628 | 6050-0010-1400 — EvacU EWCIE 2x50W (100W) 5A (Ampac) | ampac 6050-0010-1400 evacu ewcie 2x50w (100w) 5a | 0
Ampac | 6050-0010-1500 | EvacU EWCIE 3x50W (150W) 10A | 3318 | 6050-0010-1500 — EvacU EWCIE 3x50W (150W) 10A (Ampac) | ampac 6050-0010-1500 evacu ewcie 3x50w (150w) 10a | 0
Ampac | 4106-1001 | Series 65 Optical Smoke Detector | 104 | 4106-1001 — Series 65 Optical Smoke Detector (Ampac) | ampac 4106-1001 series 65 optical smoke detector | 0
Ampac | 4106-1004 | Series 65 A1R Heat Detector | 48 | 4106-1004 — Series 65 A1R Heat Detector (Ampac) | ampac 4106-1004 series 65 a1r heat detector | 0
Ampac | 4106-1005 | Series 65 BR Heat Detector | 48 | 4106-1005 — Series 65 BR Heat Detector (Ampac) | ampac 4106-1005 series 65 br heat detector | 0
Ampac | 4106-1006 | Series 65 CR Heat Detector | 48 | 4106-1006 — Series 65 CR Heat Detector (Ampac) | ampac 4106-1006 series 65 cr heat detector | 0
Ampac | 4106-1007 | Series 65 CS Heat Detector | 48 | 4106-1007 — Series 65 CS Heat Detector (Ampac) | ampac 4106-1007 series 65 cs heat detector | 0
Ampac | 4106-1008 | Standard Base Series 65 | 18 | 4106-1008 — Standard Base Series 65 (Ampac) | ampac 4106-1008 standard base series 65 | 0
Ampac | 202-0023 | Thermal Type B Sealed Cool Rm Detector (Hoc) | 207 | 202-0023 — Thermal Type B Sealed Cool Rm Detector (Hoc) (Ampac) | ampac 202-0023 thermal type b sealed cool rm detector (hoc) | 0
Ampac | 223-0002 | Type E Heat Detector (Dual Thread) | 400 | 223-0002 — Type E Heat Detector (Dual Thread) (Ampac) | ampac 223-0002 type e heat detector (dual thread) | 0
Ampac | 4105-1011 | ACP-06 Red Surface Mount (Fire Symbol) Conv MCP | 44 | 4105-1011 — ACP-06 Red Surface Mount (Fire Symbol) Conv MCP (Ampac) | ampac 4105-1011 acp-06 red surface mount (fire symbol) conv mcp | 0
Ampac | 4105-1012 | ACP-06 Yellow Surface Mount Agent Release Conv MCP | 56 | 4105-1012 — ACP-06 Yellow Surface Mount Agent Release Conv MCP (Ampac) | ampac 4105-1012 acp-06 yellow surface mount agent release conv mcp | 0
Ampac | 4105-1013 | ACP-06 White Surface Mount Emergency Alarm Conv MCP | 56 | 4105-1013 — ACP-06 White Surface Mount Emergency Alarm Conv MCP (Ampac) | ampac 4105-1013 acp-06 white surface mount emergency alarm conv mcp | 0
Ampac | 4105-1014 | ACP-06 Green Surface Mount Door Release Conv MCP | 56 | 4105-1014 — ACP-06 Green Surface Mount Door Release Conv MCP (Ampac) | ampac 4105-1014 acp-06 green surface mount door release conv mcp | 0
Ampac | 4105-1015 | ACP-06 Blue Surface Mount Conv MCP | 56 | 4105-1015 — ACP-06 Blue Surface Mount Conv MCP (Ampac) | ampac 4105-1015 acp-06 blue surface mount conv mcp | 0
Ampac | 4105-1017 | ACP-06 Dual Pole Green MCP Flush/Surface Indoor | 64 | 4105-1017 — ACP-06 Dual Pole Green MCP Flush/Surface Indoor (Ampac) | ampac 4105-1017 acp-06 dual pole green mcp flush/surface indoor | 0
Ampac | 4105-1018 | ACP-06 White Surface Mount Evacuate Conv MCP | 56 | 4105-1018 — ACP-06 White Surface Mount Evacuate Conv MCP (Ampac) | ampac 4105-1018 acp-06 white surface mount evacuate conv mcp | 0
Ampac | 4105-1021 | ACP-06 Red Flush Mount (Fire Symbol) Conv MCP | 44 | 4105-1021 — ACP-06 Red Flush Mount (Fire Symbol) Conv MCP (Ampac) | ampac 4105-1021 acp-06 red flush mount (fire symbol) conv mcp | 0
Ampac | 4105-1004 | ACP-06 Safety Cover with text Lift to Operate | 22 | 4105-1004 — ACP-06 Safety Cover with text Lift to Operate (Ampac) | ampac 4105-1004 acp-06 safety cover with text lift to operate | 0
Ampac | 4105-1005 | ACP-06 Safety Cover No Text | 22 | 4105-1005 — ACP-06 Safety Cover No Text (Ampac) | ampac 4105-1005 acp-06 safety cover no text | 0
Ampac | 4105-1006 | ACP-06 Test Keys (pack of 10) | 44 | 4105-1006 — ACP-06 Test Keys (pack of 10) (Ampac) | ampac 4105-1006 acp-06 test keys (pack of 10) | 0
Ampac | 4105-1031 | ACP-07 Waterproof Red (Fire Symbol) Conv MCP | 194 | 4105-1031 — ACP-07 Waterproof Red (Fire Symbol) Conv MCP (Ampac) | ampac 4105-1031 acp-07 waterproof red (fire symbol) conv mcp | 0
Ampac | 4105-1032 | ACP-07 Waterproof Yellow Conv MCP | 235 | 4105-1032 — ACP-07 Waterproof Yellow Conv MCP (Ampac) | ampac 4105-1032 acp-07 waterproof yellow conv mcp | 0
Ampac | 4105-1033 | ACP-07 Waterproof White Emergency Alarm Conv MCP | 235 | 4105-1033 — ACP-07 Waterproof White Emergency Alarm Conv MCP (Ampac) | ampac 4105-1033 acp-07 waterproof white emergency alarm conv mcp | 0
Ampac | 4105-1034 | ACP-07 Waterproof Green Conv MCP | 235 | 4105-1034 — ACP-07 Waterproof Green Conv MCP (Ampac) | ampac 4105-1034 acp-07 waterproof green conv mcp | 0
Ampac | 4105-1038 | ACP-07 Waterproof White Evacuate Conv MCP | 235 | 4105-1038 — ACP-07 Waterproof White Evacuate Conv MCP (Ampac) | ampac 4105-1038 acp-07 waterproof white evacuate conv mcp | 0
Ampac | 214-0052 | Orbis Duct Sampling Unit inc Detector Base (Conv) | 267 | 214-0052 — Orbis Duct Sampling Unit inc Detector Base (Conv) (Ampac) | ampac 214-0052 orbis duct sampling unit inc detector base (conv) | 0
Ampac | 214-0060 | Duct Probe 300–750mm Sampling Pipe | 46 | 214-0060 — Duct Probe 300–750mm Sampling Pipe (Ampac) | ampac 214-0060 duct probe 300–750mm sampling pipe | 0
Ampac | 214-0061 | Duct Probe 750–1500mm Sampling Pipe | 68 | 214-0061 — Duct Probe 750–1500mm Sampling Pipe (Ampac) | ampac 214-0061 duct probe 750–1500mm sampling pipe | 0
Ampac | 214-0062 | Duct Probe 1500–3000mm Sampling Pipe | 107 | 214-0062 — Duct Probe 1500–3000mm Sampling Pipe (Ampac) | ampac 214-0062 duct probe 1500–3000mm sampling pipe | 0
Ampac | 214-0051 | Duct Sampling Unit inc XP95 Detector Base (AA) | 267 | 214-0051 — Duct Sampling Unit inc XP95 Detector Base (AA) (Ampac) | ampac 214-0051 duct sampling unit inc xp95 detector base (aa) | 0
Ampac | 4109-1003 | Conventional Beam System (Supports 2 Heads) | 1913 | 4109-1003 — Conventional Beam System (Supports 2 Heads) (Ampac) | ampac 4109-1003 conventional beam system (supports 2 heads) | 0
Ampac | 4109-1004 | Addressable Beam System | 2389 | 4109-1004 — Addressable Beam System (Ampac) | ampac 4109-1004 addressable beam system | 0
Ampac | 4109-1005 | Fireray One (EN) | 1964 | 4109-1005 — Fireray One (EN) (Ampac) | ampac 4109-1005 fireray one (en) | 0
Ampac | 220-0007 | Reflective Prism | 133 | 220-0007 — Reflective Prism (Ampac) | ampac 220-0007 reflective prism | 0
Ampac | 220-0009 | Detector & Reflective Prism | 1399 | 220-0009 — Detector & Reflective Prism (Ampac) | ampac 220-0009 detector & reflective prism | 0
Ampac | 220-0010 | Long Range Reflective Prism Kit (100m) | 373 | 220-0010 — Long Range Reflective Prism Kit (100m) (Ampac) | ampac 220-0010 long range reflective prism kit (100m) | 0
Ampac | 220-0011 | Universal Bracket for Detector | 408 | 220-0011 — Universal Bracket for Detector (Ampac) | ampac 220-0011 universal bracket for detector | 0
Ampac | 220-0015 | Detector Protective Cage | 237 | 220-0015 — Detector Protective Cage (Ampac) | ampac 220-0015 detector protective cage | 0
Ampac | 4106-2001 | XP95 Optical Smoke Detector | 121 | 4106-2001 — XP95 Optical Smoke Detector (Ampac) | ampac 4106-2001 xp95 optical smoke detector | 0
Ampac | 4106-2010 | XP95 Optical (Black) Smoke Detector | 194 | 4106-2010 — XP95 Optical (Black) Smoke Detector (Ampac) | ampac 4106-2010 xp95 optical (black) smoke detector | 0
Ampac | 4106-2003 | XP95 Heat Detector A2S | 121 | 4106-2003 — XP95 Heat Detector A2S (Ampac) | ampac 4106-2003 xp95 heat detector a2s | 0
Ampac | 4106-2015 | XP95 Heat A2S (Black) Detector | 265 | 4106-2015 — XP95 Heat A2S (Black) Detector (Ampac) | ampac 4106-2015 xp95 heat a2s (black) detector | 0
Ampac | 4106-2005 | Discovery Optical Smoke Detector | 138 | 4106-2005 — Discovery Optical Smoke Detector (Ampac) | ampac 4106-2005 discovery optical smoke detector | 0
Ampac | 4106-2007 | Discovery Heat Detector | 121 | 4106-2007 — Discovery Heat Detector (Ampac) | ampac 4106-2007 discovery heat detector | 0
Ampac | 4106-2008 | Discovery Multisensor Detector | 195 | 4106-2008 — Discovery Multisensor Detector (Ampac) | ampac 4106-2008 discovery multisensor detector | 0
Ampac | 4106-2014 | Discovery Multisensor (Black) Detector | 316 | 4106-2014 — Discovery Multisensor (Black) Detector (Ampac) | ampac 4106-2014 discovery multisensor (black) detector | 0
Ampac | 4106-2009 | Discovery CO/Heat Multisensor Detector | 245 | 4106-2009 — Discovery CO/Heat Multisensor Detector (Ampac) | ampac 4106-2009 discovery co/heat multisensor detector | 0
Ampac | 201-0102 | Discovery Carbon Monoxide Detector | 320 | 201-0102 — Discovery Carbon Monoxide Detector (Ampac) | ampac 201-0102 discovery carbon monoxide detector | 0
Ampac | 201-0004 | XP95/Discovery Detector Base with Xpert Card | 21 | 201-0004 — XP95/Discovery Detector Base with Xpert Card (Ampac) | ampac 201-0004 xp95/discovery detector base with xpert card | 0
Ampac | 201-0125 | XP95/Discovery Isolating Base with Xpert Card | 110 | 201-0125 — XP95/Discovery Isolating Base with Xpert Card (Ampac) | ampac 201-0125 xp95/discovery isolating base with xpert card | 0
Ampac | 201-0093 | XP95 Detector Base (Black) with Xpert Card | 29 | 201-0093 — XP95 Detector Base (Black) with Xpert Card (Ampac) | ampac 201-0093 xp95 detector base (black) with xpert card | 0
Ampac | 4105-2005 | Intelligent MCP Red Indoor | 184 | 4105-2005 — Intelligent MCP Red Indoor (Ampac) | ampac 4105-2005 intelligent mcp red indoor | 0
Ampac | 4105-2006 | XP95 Orange MCP Indoor | 240 | 4105-2006 — XP95 Orange MCP Indoor (Ampac) | ampac 4105-2006 xp95 orange mcp indoor | 0
Ampac | 4105-2007 | XP95 White MCP Indoor | 240 | 4105-2007 — XP95 White MCP Indoor (Ampac) | ampac 4105-2007 xp95 white mcp indoor | 0
Ampac | 4105-2008 | XP95 Yellow MCP Indoor | 240 | 4105-2008 — XP95 Yellow MCP Indoor (Ampac) | ampac 4105-2008 xp95 yellow mcp indoor | 0
Ampac | 4105-2010 | XP95 Green MCP Indoor | 260 | 4105-2010 — XP95 Green MCP Indoor (Ampac) | ampac 4105-2010 xp95 green mcp indoor | 0
Ampac | 4105-2002 | Waterproof MCP with Isolator (Red) | 502 | 4105-2002 — Waterproof MCP with Isolator (Red) (Ampac) | ampac 4105-2002 waterproof mcp with isolator (red) | 0
Ampac | 4105-2003 | Transparent Covers for MCPs (4105-2001/2002/2005) | 22 | 4105-2003 — Transparent Covers for MCPs (4105-2001/2002/2005) (Ampac) | ampac 4105-2003 transparent covers for mcps (4105-2001/2002/2005) | 0
Ampac | 4105-2004 | Pack of 10 Reset Keys | 21 | 4105-2004 — Pack of 10 Reset Keys (Ampac) | ampac 4105-2004 pack of 10 reset keys | 0
Ampac | 213-0051 | XP95 KAC MCP c/w Isolator Red Surface | 184 | 213-0051 — XP95 KAC MCP c/w Isolator Red Surface (Ampac) | ampac 213-0051 xp95 kac mcp c/w isolator red surface | 0
Ampac | 213-0066 | Discovery Waterproof MCP Red (KAC) | 502 | 213-0066 — Discovery Waterproof MCP Red (KAC) (Ampac) | ampac 213-0066 discovery waterproof mcp red (kac) | 0
Ampac | 213-0064 | Transparent Hinged Cover for KAC MCP | 22 | 213-0064 — Transparent Hinged Cover for KAC MCP (Ampac) | ampac 213-0064 transparent hinged cover for kac mcp | 0
Ampac | 4210-0151 | Single Input/Output Module | 161 | 4210-0151 — Single Input/Output Module (Ampac) | ampac 4210-0151 single input/output module | 0
Ampac | 4210-0152 | Dual Input/Output Module | 229 | 4210-0152 — Dual Input/Output Module (Ampac) | ampac 4210-0152 dual input/output module | 0
Ampac | 4210-0153 | Triple Input/Output Module | 298 | 4210-0153 — Triple Input/Output Module (Ampac) | ampac 4210-0153 triple input/output module | 0
Ampac | 4210-0050 | Single I/O Device DIN Mount | 161 | 4210-0050 — Single I/O Device DIN Mount (Ampac) | ampac 4210-0050 single i/o device din mount | 0
Ampac | 4210-0051 | Single I/O Device Enclosed | 170 | 4210-0051 — Single I/O Device Enclosed (Ampac) | ampac 4210-0051 single i/o device enclosed | 0
Ampac | 4210-0052 | Single Input Device DIN Mount | 122 | 4210-0052 — Single Input Device DIN Mount (Ampac) | ampac 4210-0052 single input device din mount | 0
Ampac | 4210-0053 | Single Input Device Enclosed | 143 | 4210-0053 — Single Input Device Enclosed (Ampac) | ampac 4210-0053 single input device enclosed | 0
Ampac | 4210-0054 | Three I/O Device DIN Mount | 381 | 4210-0054 — Three I/O Device DIN Mount (Ampac) | ampac 4210-0054 three i/o device din mount | 0
Ampac | 4210-0055 | Three I/O Device Enclosed | 399 | 4210-0055 — Three I/O Device Enclosed (Ampac) | ampac 4210-0055 three i/o device enclosed | 0
Ampac | 4210-0058 | Zone Interface Device DIN Mount | 171 | 4210-0058 — Zone Interface Device DIN Mount (Ampac) | ampac 4210-0058 zone interface device din mount | 0
Ampac | 4210-0059 | Zone Interface Device Enclosed | 190 | 4210-0059 — Zone Interface Device Enclosed (Ampac) | ampac 4210-0059 zone interface device enclosed | 0
Ampac | 4210-0034 | ABS Ancillary Interface Enclosure | 36 | 4210-0034 — ABS Ancillary Interface Enclosure (Ampac) | ampac 4210-0034 abs ancillary interface enclosure | 0
Ampac | 4210-0035 | Ancillary Interface Enclosure Surf Mist Mild Steel | 79 | 4210-0035 — Ancillary Interface Enclosure Surf Mist Mild Steel (Ampac) | ampac 4210-0035 ancillary interface enclosure surf mist mild steel | 0
Ampac | 4210-0036 | Fire Alarm Interface Box IF2 | 205 | 4210-0036 — Fire Alarm Interface Box IF2 (Ampac) | ampac 4210-0036 fire alarm interface box if2 | 0
Ampac | 4210-0037 | Fire Alarm Interface Box IF4 | 524 | 4210-0037 — Fire Alarm Interface Box IF4 (Ampac) | ampac 4210-0037 fire alarm interface box if4 | 0
Ampac | 4210-0038 | Fire Alarm Interface Box IF9 | 758 | 4210-0038 — Fire Alarm Interface Box IF9 (Ampac) | ampac 4210-0038 fire alarm interface box if9 | 0
Ampac | 4210-0039 | Fire Alarm Interface Box IF20 | 1094 | 4210-0039 — Fire Alarm Interface Box IF20 (Ampac) | ampac 4210-0039 fire alarm interface box if20 | 0
Ampac | 226-0002 | Alarm Acknowledgement Facility AS7240 | 190 | 226-0002 — Alarm Acknowledgement Facility AS7240 (Ampac) | ampac 226-0002 alarm acknowledgement facility as7240 | 0
Ampac | 226-0003 | Apartment Module | 158 | 226-0003 — Apartment Module (Ampac) | ampac 226-0003 apartment module | 0
Ampac | 226-0004 | Alarm Acknowledgement Facility Horizontal AS7240 | 195 | 226-0004 — Alarm Acknowledgement Facility Horizontal AS7240 (Ampac) | ampac 226-0004 alarm acknowledgement facility horizontal as7240 | 0
Ampac | 7010-1000 | Wagner ProSens APID | 744 | 7010-1000 — Wagner ProSens APID (Ampac) | ampac 7010-1000 wagner prosens apid | 0
Ampac | 7010-1010 | Wagner ProSens CLI | 2873 | 7010-1010 — Wagner ProSens CLI (Ampac) | ampac 7010-1010 wagner prosens cli | 0
Ampac | 7010-1020 | Wagner ProSens OEM | 2873 | 7010-1020 — Wagner ProSens OEM (Ampac) | ampac 7010-1020 wagner prosens oem | 0
Ampac | 7010-1100 | Wagner ProSens DeepFreeze APID | 2840 | 7010-1100 — Wagner ProSens DeepFreeze APID (Ampac) | ampac 7010-1100 wagner prosens deepfreeze apid | 0
Ampac | 7010-1110 | Wagner ProSens DeepFreeze CLI | 3363 | 7010-1110 — Wagner ProSens DeepFreeze CLI (Ampac) | ampac 7010-1110 wagner prosens deepfreeze cli | 0
Ampac | 7010-1120 | Wagner ProSens DeepFreeze OEM | 3363 | 7010-1120 — Wagner ProSens DeepFreeze OEM (Ampac) | ampac 7010-1120 wagner prosens deepfreeze oem | 0
Ampac | AD-10-5130 | ProSens Head 0.50% Rated -20 to 60°C | 986 | AD-10-5130 — ProSens Head 0.50% Rated -20 to 60°C (Ampac) | ampac ad-10-5130 prosens head 0.50% rated -20 to 60°c | 0
Ampac | AD-10-5100 | ProSens Head 0.10% Rated -20 to 60°C | 1361 | AD-10-5100 — ProSens Head 0.10% Rated -20 to 60°C (Ampac) | ampac ad-10-5100 prosens head 0.10% rated -20 to 60°c | 0
Ampac | AD-10-5115 | ProSens Head 0.01% Rated -20 to 60°C | 4532 | AD-10-5115 — ProSens Head 0.01% Rated -20 to 60°C (Ampac) | ampac ad-10-5115 prosens head 0.01% rated -20 to 60°c | 0
Ampac | AD-10-5200 | ProSens Head 0.50% DeepFreeze -40 to 60°C | 1287 | AD-10-5200 — ProSens Head 0.50% DeepFreeze -40 to 60°C (Ampac) | ampac ad-10-5200 prosens head 0.50% deepfreeze -40 to 60°c | 0
Ampac | AD-10-5190 | ProSens Head 0.10% DeepFreeze -40 to 60°C | 1740 | AD-10-5190 — ProSens Head 0.10% DeepFreeze -40 to 60°C (Ampac) | ampac ad-10-5190 prosens head 0.10% deepfreeze -40 to 60°c | 0
Ampac | AD-10-5195 | ProSens Head 0.01% DeepFreeze -40 to 60°C | 5286 | AD-10-5195 — ProSens Head 0.01% DeepFreeze -40 to 60°C (Ampac) | ampac ad-10-5195 prosens head 0.01% deepfreeze -40 to 60°c | 0
Ampac | AD-10-1960 | Wagner Filter Box LF-AD 15 Micron (-40 to 60°C) | 455 | AD-10-1960 — Wagner Filter Box LF-AD 15 Micron (-40 to 60°C) (Ampac) | ampac ad-10-1960 wagner filter box lf-ad 15 micron (-40 to 60°c) | 0
Ampac | AD-10-1963 | Wagner Filter Box LF-AD-1 10 Micron (-40 to 60°C) | 531 | AD-10-1963 — Wagner Filter Box LF-AD-1 10 Micron (-40 to 60°C) (Ampac) | ampac ad-10-1963 wagner filter box lf-ad-1 10 micron (-40 to 60°c) | 0
Ampac | AD-10-1966 | Wagner Filter Box LF-AD-2 5 Micron (-40 to 60°C) | 561 | AD-10-1966 — Wagner Filter Box LF-AD-2 5 Micron (-40 to 60°C) (Ampac) | ampac ad-10-1966 wagner filter box lf-ad-2 5 micron (-40 to 60°c) | 0
Ampac | AD-10-0330 | Wagner Filter Element LF-AD-E 15 Micron (replacement) | 102 | AD-10-0330 — Wagner Filter Element LF-AD-E 15 Micron (replacement) (Ampac) | ampac ad-10-0330 wagner filter element lf-ad-e 15 micron (replacement) | 0
Ampac | AD-10-0335 | Wagner Filter Element LF-AD-ES 10 Micron (replacement) | 168 | AD-10-0335 — Wagner Filter Element LF-AD-ES 10 Micron (replacement) (Ampac) | ampac ad-10-0335 wagner filter element lf-ad-es 10 micron (replacement) | 0
Ampac | AD-10-0332 | Wagner Filter Element LF-AD-E2 5 Micron (replacement) | 161 | AD-10-0332 — Wagner Filter Element LF-AD-E2 5 Micron (replacement) (Ampac) | ampac ad-10-0332 wagner filter element lf-ad-e2 5 micron (replacement) | 0
Ampac | 7010-0134 | 30 Micron Filter Box | 252 | 7010-0134 — 30 Micron Filter Box (Ampac) | ampac 7010-0134 30 micron filter box | 0
Ampac | AD-10-0005 | ASD Sound Absorber | 383 | AD-10-0005 — ASD Sound Absorber (Ampac) | ampac ad-10-0005 asd sound absorber | 0
Ampac | AD-05-0563 | Wagner Diagnostic Tool — Laptop USB to Wagner | 1590 | AD-05-0563 — Wagner Diagnostic Tool — Laptop USB to Wagner (Ampac) | ampac ad-05-0563 wagner diagnostic tool — laptop usb to wagner | 0
Ampac | AD-05-4531 | MicroSens 0.5% Std PreAlarm | 2386 | AD-05-4531 — MicroSens 0.5% Std PreAlarm (Ampac) | ampac ad-05-4531 microsens 0.5% std prealarm | 0
Ampac | AD-05-4539 | MicroSens 0.5% DeepFreeze PreAlarm -40°C | 2862 | AD-05-4539 — MicroSens 0.5% DeepFreeze PreAlarm -40°C (Ampac) | ampac ad-05-4539 microsens 0.5% deepfreeze prealarm -40°c | 0
Ampac | 7010-6700 | MicroSens Backbox with I/O Device | 449 | 7010-6700 — MicroSens Backbox with I/O Device (Ampac) | ampac 7010-6700 microsens backbox with i/o device | 0
Ampac | 7010-6701 | MicroSens Backbox (AD-05-3500) | 207 | 7010-6701 — MicroSens Backbox (AD-05-3500) (Ampac) | ampac 7010-6701 microsens backbox (ad-05-3500) | 0
Ampac | 230-0061 | Pipe (4m Length) | 15 | 230-0061 — Pipe (4m Length) (Ampac) | ampac 230-0061 pipe (4m length) | 0
Ampac | 230-0062 | Pipe Coupling STD DX40025 | 3 | 230-0062 — Pipe Coupling STD DX40025 (Ampac) | ampac 230-0062 pipe coupling std dx40025 | 0
Ampac | 230-0063 | Pipe Coupling IP65 DX43025 | 5 | 230-0063 — Pipe Coupling IP65 DX43025 (Ampac) | ampac 230-0063 pipe coupling ip65 dx43025 | 0
Ampac | 230-0067 | Large 90° Bend Standard | 15 | 230-0067 — Large 90° Bend Standard (Ampac) | ampac 230-0067 large 90° bend standard | 0
Ampac | 230-0068 | End Cap 25mm DX52125 | 1 | 230-0068 — End Cap 25mm DX52125 (Ampac) | ampac 230-0068 end cap 25mm dx52125 | 0
Ampac | 230-0072 | Pipe Clip Saddle GW50603 | 4 | 230-0072 — Pipe Clip Saddle GW50603 (Ampac) | ampac 230-0072 pipe clip saddle gw50603 | 0
Ampac | 230-0121 | Label Sampling Pipe Roll 200 | 58 | 230-0121 — Label Sampling Pipe Roll 200 (Ampac) | ampac 230-0121 label sampling pipe roll 200 | 0
Ampac | 230-0081 | Sampling Point Kit 10mm Friction Fit | 41 | 230-0081 — Sampling Point Kit 10mm Friction Fit (Ampac) | ampac 230-0081 sampling point kit 10mm friction fit | 0
Ampac | 230-0082 | Sampling Point Kit 10mm Locking | 45 | 230-0082 — Sampling Point Kit 10mm Locking (Ampac) | ampac 230-0082 sampling point kit 10mm locking | 0
Ampac | 01-10-9040 | T Pipe Connector 25mm PVC | 9 | 01-10-9040 — T Pipe Connector 25mm PVC (Ampac) | ampac 01-10-9040 t pipe connector 25mm pvc | 0
Ampac | 4107-3001 | VTG Sounder Red Shallow Base (AS7240-3) | 107 | 4107-3001 — VTG Sounder Red Shallow Base (AS7240-3) (Ampac) | ampac 4107-3001 vtg sounder red shallow base (as7240-3) | 0
Ampac | 4107-3002 | VTG Sounder Red Deep Body (AS7240-3) | 119 | 4107-3002 — VTG Sounder Red Deep Body (AS7240-3) (Ampac) | ampac 4107-3002 vtg sounder red deep body (as7240-3) | 0
Ampac | 4107-3003 | VTG Sounder White Shallow Body (AS7240-3) | 107 | 4107-3003 — VTG Sounder White Shallow Body (AS7240-3) (Ampac) | ampac 4107-3003 vtg sounder white shallow body (as7240-3) | 0
Ampac | 4107-3004 | VTG Sounder White Deep Base (AS7240-3) | 119 | 4107-3004 — VTG Sounder White Deep Base (AS7240-3) (Ampac) | ampac 4107-3004 vtg sounder white deep base (as7240-3) | 0
Ampac | 4107-3005 | VSO Sounder White Body (AS7240-3) | 108 | 4107-3005 — VSO Sounder White Body (AS7240-3) (Ampac) | ampac 4107-3005 vso sounder white body (as7240-3) | 0
Ampac | 4107-3008 | VSO White Sounder Cover Plate | 12 | 4107-3008 — VSO White Sounder Cover Plate (Ampac) | ampac 4107-3008 vso white sounder cover plate | 0
Ampac | 4107-5101 | VTB-I Red Lens Shallow Red Body (AS7240-3) | 158 | 4107-5101 — VTB-I Red Lens Shallow Red Body (AS7240-3) (Ampac) | ampac 4107-5101 vtb-i red lens shallow red body (as7240-3) | 0
Ampac | 4107-5103 | VTB-I Red Lens Deep Red Body (AS7240-3) | 169 | 4107-5103 — VTB-I Red Lens Deep Red Body (AS7240-3) (Ampac) | ampac 4107-5103 vtb-i red lens deep red body (as7240-3) | 0
Ampac | 4107-1101 | VXB-VC White Flash Shallow White Body (AS7240-23) | 184 | 4107-1101 — VXB-VC White Flash Shallow White Body (AS7240-23) (Ampac) | ampac 4107-1101 vxb-vc white flash shallow white body (as7240-23) | 0
Ampac | 4107-1102 | VXB-VC White Flash Deep White Body (AS7240-23) | 194 | 4107-1102 — VXB-VC White Flash Deep White Body (AS7240-23) (Ampac) | ampac 4107-1102 vxb-vc white flash deep white body (as7240-23) | 0
Ampac | 4107-1103 | VXB-VC Red Flash Shallow White Body (AS7240-23) | 184 | 4107-1103 — VXB-VC Red Flash Shallow White Body (AS7240-23) (Ampac) | ampac 4107-1103 vxb-vc red flash shallow white body (as7240-23) | 0
Ampac | 4107-1104 | VXB-VC Red Flash Deep White Body (AS7240-23) | 194 | 4107-1104 — VXB-VC Red Flash Deep White Body (AS7240-23) (Ampac) | ampac 4107-1104 vxb-vc red flash deep white body (as7240-23) | 0
Ampac | 4107-1105 | VXB-VC Red Flash Shallow Red Body (AS7240-23) | 184 | 4107-1105 — VXB-VC Red Flash Shallow Red Body (AS7240-23) (Ampac) | ampac 4107-1105 vxb-vc red flash shallow red body (as7240-23) | 0
Ampac | 4107-1106 | VXB-VC Red Flash Deep Red Body (AS7240-23) | 194 | 4107-1106 — VXB-VC Red Flash Deep Red Body (AS7240-23) (Ampac) | ampac 4107-1106 vxb-vc red flash deep red body (as7240-23) | 0
Ampac | 4107-1151 | VXB-VW White Flash Shallow White Body (AS7240-23) | 188 | 4107-1151 — VXB-VW White Flash Shallow White Body (AS7240-23) (Ampac) | ampac 4107-1151 vxb-vw white flash shallow white body (as7240-23) | 0
Ampac | 4107-1153 | VXB-VW Red Flash Shallow White Body (AS7240-23) | 184 | 4107-1153 — VXB-VW Red Flash Shallow White Body (AS7240-23) (Ampac) | ampac 4107-1153 vxb-vw red flash shallow white body (as7240-23) | 0
Ampac | 4107-1155 | VXB-VW Red Flash Shallow Red Body (AS7240-23) | 200 | 4107-1155 — VXB-VW Red Flash Shallow Red Body (AS7240-23) (Ampac) | ampac 4107-1155 vxb-vw red flash shallow red body (as7240-23) | 0
Ampac | 4107-1131 | Dual VXB Shallow Red & White Flash White Body | 351 | 4107-1131 — Dual VXB Shallow Red & White Flash White Body (Ampac) | ampac 4107-1131 dual vxb shallow red & white flash white body | 0
Ampac | 4107-1132 | Dual VXB Deep Red & White Flash White Body | 363 | 4107-1132 — Dual VXB Deep Red & White Flash White Body (Ampac) | ampac 4107-1132 dual vxb deep red & white flash white body | 0
Ampac | 4107-5203 | VTB-VC Red Flash Shallow White Body (AS7240-3 & 23) | 245 | 4107-5203 — VTB-VC Red Flash Shallow White Body (AS7240-3 & 23) (Ampac) | ampac 4107-5203 vtb-vc red flash shallow white body (as7240-3 & 23) | 0
Ampac | 4107-5204 | VTB-VC Red Flash Deep White Body (AS7240-3 & 23) | 257 | 4107-5204 — VTB-VC Red Flash Deep White Body (AS7240-3 & 23) (Ampac) | ampac 4107-5204 vtb-vc red flash deep white body (as7240-3 & 23) | 0
Ampac | 4107-5205 | VTB-VC Red Flash Shallow Red Body (AS7240-3 & 23) | 245 | 4107-5205 — VTB-VC Red Flash Shallow Red Body (AS7240-3 & 23) (Ampac) | ampac 4107-5205 vtb-vc red flash shallow red body (as7240-3 & 23) | 0
Ampac | 4107-5206 | VTB-VC Red Flash Deep Red Body (AS7240-3 & 23) | 257 | 4107-5206 — VTB-VC Red Flash Deep Red Body (AS7240-3 & 23) (Ampac) | ampac 4107-5206 vtb-vc red flash deep red body (as7240-3 & 23) | 0
Ampac | 4107-1001 | Red LED Beacon White Shallow Body | 87 | 4107-1001 — Red LED Beacon White Shallow Body (Ampac) | ampac 4107-1001 red led beacon white shallow body | 0
Ampac | 4107-1002 | Amber LED Beacon White Shallow Body | 89 | 4107-1002 — Amber LED Beacon White Shallow Body (Ampac) | ampac 4107-1002 amber led beacon white shallow body | 0
Ampac | 4107-1003 | Red LED Beacon White Deep Body | 72 | 4107-1003 — Red LED Beacon White Deep Body (Ampac) | ampac 4107-1003 red led beacon white deep body | 0
Ampac | 4107-1009 | Red LED Beacon Red Deep Body | 77 | 4107-1009 — Red LED Beacon Red Deep Body (Ampac) | ampac 4107-1009 red led beacon red deep body | 0
Ampac | 4107-1005 | Dual LED Beacon Shallow Base | 217 | 4107-1005 — Dual LED Beacon Shallow Base (Ampac) | ampac 4107-1005 dual led beacon shallow base | 0
Ampac | 4107-1006 | Dual LED Beacon Deep Base | 238 | 4107-1006 — Dual LED Beacon Deep Base (Ampac) | ampac 4107-1006 dual led beacon deep base | 0
Ampac | 209-0004 | Remote Indicator — Fire Alarm in Concealed Space | 15 | 209-0004 — Remote Indicator — Fire Alarm in Concealed Space (Ampac) | ampac 209-0004 remote indicator — fire alarm in concealed space | 0
Ampac | 209-0005 | Remote Indicator — Fire Alarm in Roof Space | 15 | 209-0005 — Remote Indicator — Fire Alarm in Roof Space (Ampac) | ampac 209-0005 remote indicator — fire alarm in roof space | 0
Ampac | 209-0006 | Remote Indicator — Fire Alarm in Room | 15 | 209-0006 — Remote Indicator — Fire Alarm in Room (Ampac) | ampac 209-0006 remote indicator — fire alarm in room | 0
Ampac | 209-0007 | Remote Indicator — Fire Alarm in Duct | 15 | 209-0007 — Remote Indicator — Fire Alarm in Duct (Ampac) | ampac 209-0007 remote indicator — fire alarm in duct | 0
Ampac | 209-0008 | Remote Indicator — Fire Alarm in Cupboard | 15 | 209-0008 — Remote Indicator — Fire Alarm in Cupboard (Ampac) | ampac 209-0008 remote indicator — fire alarm in cupboard | 0
Ampac | 209-0009 | Remote Indicator — Fire Alarm Under Floor | 15 | 209-0009 — Remote Indicator — Fire Alarm Under Floor (Ampac) | ampac 209-0009 remote indicator — fire alarm under floor | 0
Ampac | 209-0010 | Remote Indicator — Fire Alarm in Return Air | 15 | 209-0010 — Remote Indicator — Fire Alarm in Return Air (Ampac) | ampac 209-0010 remote indicator — fire alarm in return air | 0
Ampac | 209-0014 | Remote Indicator — Fire Alarm Above | 15 | 209-0014 — Remote Indicator — Fire Alarm Above (Ampac) | ampac 209-0014 remote indicator — fire alarm above | 0
Ampac | 209-0017 | Remote LED + Buzzer on Clipsal White S/Gang Plate | 148 | 209-0017 — Remote LED + Buzzer on Clipsal White S/Gang Plate (Ampac) | ampac 209-0017 remote led + buzzer on clipsal white s/gang plate | 0
Ampac | 206-0012 | AFB-63 Bell 150mm Red 24VDC | 53 | 206-0012 — AFB-63 Bell 150mm Red 24VDC (Ampac) | ampac 206-0012 afb-63 bell 150mm red 24vdc | 0
Ampac | 206-0011 | AFB-63 Bell 150mm Red 12VDC | 60 | 206-0011 — AFB-63 Bell 150mm Red 12VDC (Ampac) | ampac 206-0011 afb-63 bell 150mm red 12vdc | 0
Ampac | 206-0001 | Bell 200mm 24VDC Red | 80 | 206-0001 — Bell 200mm 24VDC Red (Ampac) | ampac 206-0001 bell 200mm 24vdc red | 0
Ampac | 206-0006 | Bell Back Box | 29 | 206-0006 — Bell Back Box (Ampac) | ampac 206-0006 bell back box | 0
Ampac | 4210-0110 | Warning Sign (No Fascia Plate) | 354 | 4210-0110 — Warning Sign (No Fascia Plate) (Ampac) | ampac 4210-0110 warning sign (no fascia plate) | 0
Ampac | 4210-0120 | Warning Sign IP65 (No Fascia Plate) | 714 | 4210-0120 — Warning Sign IP65 (No Fascia Plate) (Ampac) | ampac 4210-0120 warning sign ip65 (no fascia plate) | 0
Ampac | 4210-0131 | Fire Alarm Do Not Enter Fascia Plate | 60 | 4210-0131 — Fire Alarm Do Not Enter Fascia Plate (Ampac) | ampac 4210-0131 fire alarm do not enter fascia plate | 0
Ampac | 4210-0132 | Fire Alarm Evacuate Area Fascia Plate | 60 | 4210-0132 — Fire Alarm Evacuate Area Fascia Plate (Ampac) | ampac 4210-0132 fire alarm evacuate area fascia plate | 0
Ampac | 4210-0133 | Do Not Enter Gas Discharged Fascia Plate | 60 | 4210-0133 — Do Not Enter Gas Discharged Fascia Plate (Ampac) | ampac 4210-0133 do not enter gas discharged fascia plate | 0
Ampac | 4210-0134 | Fire Door Closing Fascia Plate | 60 | 4210-0134 — Fire Door Closing Fascia Plate (Ampac) | ampac 4210-0134 fire door closing fascia plate | 0
Ampac | 4210-0135 | Extinguishing System Inoperative Fascia Plate | 60 | 4210-0135 — Extinguishing System Inoperative Fascia Plate (Ampac) | ampac 4210-0135 extinguishing system inoperative fascia plate | 0
Ampac | 4210-0136 | Custom Legend Fascia Plate (specify text on order) | 380 | 4210-0136 — Custom Legend Fascia Plate (specify text on order) (Ampac) | ampac 4210-0136 custom legend fascia plate (specify text on order) | 0
Ampac | 4113-6001 | SPK6 White Ceiling Speaker 6W Red PET Rear Cover | 40 | 4113-6001 — SPK6 White Ceiling Speaker 6W Red PET Rear Cover (Ampac) | ampac 4113-6001 spk6 white ceiling speaker 6w red pet rear cover | 0
Ampac | 4113-6002 | SPK6 White Ceiling Speaker 6W Red ABS Rear Cover | 42 | 4113-6002 — SPK6 White Ceiling Speaker 6W Red ABS Rear Cover (Ampac) | ampac 4113-6002 spk6 white ceiling speaker 6w red abs rear cover | 0
Ampac | 4113-6003 | SPK6 White Ceiling Speaker 6W Red Metal Rear Cover | 70 | 4113-6003 — SPK6 White Ceiling Speaker 6W Red Metal Rear Cover (Ampac) | ampac 4113-6003 spk6 white ceiling speaker 6w red metal rear cover | 0
Ampac | 4113-6201 | SPK7 Grey Horn Speaker Ceramic Term & Fuse | 110 | 4113-6201 — SPK7 Grey Horn Speaker Ceramic Term & Fuse (Ampac) | ampac 4113-6201 spk7 grey horn speaker ceramic term & fuse | 0
Ampac | 4113-6401 | SPK8 White Sound Projector Ceramic Term & Fuse | 100 | 4113-6401 — SPK8 White Sound Projector Ceramic Term & Fuse (Ampac) | ampac 4113-6401 spk8 white sound projector ceramic term & fuse | 0
Ampac | 4113-1054 | Ceiling Speaker White ABS Grille (Grommets) AS7240-24 | 65 | 4113-1054 — Ceiling Speaker White ABS Grille (Grommets) AS7240-24 (Ampac) | ampac 4113-1054 ceiling speaker white abs grille (grommets) as7240-24 | 0
Ampac | 4113-1056 | Ceiling Speaker White Alumin Grille (Grommets) AS7240-24 | 100 | 4113-1056 — Ceiling Speaker White Alumin Grille (Grommets) AS7240-24 (Ampac) | ampac 4113-1056 ceiling speaker white alumin grille (grommets) as7240-24 | 0
Ampac | 4113-1058 | Ceiling Speaker White Metal Grille AS7240-24 | 70 | 4113-1058 — Ceiling Speaker White Metal Grille AS7240-24 (Ampac) | ampac 4113-1058 ceiling speaker white metal grille as7240-24 | 0
Ampac | 4113-1064 | Ceiling Speaker 5W 8" White ABS Plastic AS7240-24 | 140 | 4113-1064 — Ceiling Speaker 5W 8" White ABS Plastic AS7240-24 (Ampac) | ampac 4113-1064 ceiling speaker 5w 8" white abs plastic as7240-24 | 0
Ampac | 4113-1074 | Ceiling Speaker 15W 8" White Plastic High Power AS7240-24 | 185 | 4113-1074 — Ceiling Speaker 15W 8" White Plastic High Power AS7240-24 (Ampac) | ampac 4113-1074 ceiling speaker 15w 8" white plastic high power as7240-24 | 0
Ampac | 4113-1025 | Horn Speaker 10W Grey EQ AS7240-24 | 185 | 4113-1025 — Horn Speaker 10W Grey EQ AS7240-24 (Ampac) | ampac 4113-1025 horn speaker 10w grey eq as7240-24 | 0
Ampac | 4113-1027 | Horn Speaker 10W White EQ AS7240-24 | 198 | 4113-1027 — Horn Speaker 10W White EQ AS7240-24 (Ampac) | ampac 4113-1027 horn speaker 10w white eq as7240-24 | 0
Ampac | 4113-1034 | Surface Mount Speaker 15W 8" White AS7240-24 | 180 | 4113-1034 — Surface Mount Speaker 15W 8" White AS7240-24 (Ampac) | ampac 4113-1034 surface mount speaker 15w 8" white as7240-24 | 0
Ampac | 4113-1036 | Surface Mount 4" Speaker White One-Shot EQ AS7240-24 | 91 | 4113-1036 — Surface Mount 4" Speaker White One-Shot EQ AS7240-24 (Ampac) | ampac 4113-1036 surface mount 4" speaker white one-shot eq as7240-24 | 0
Ampac | 4107-4001 | XP95 Integrated Base Sounder (AS7240-3) | 121 | 4107-4001 — XP95 Integrated Base Sounder (AS7240-3) (Ampac) | ampac 4107-4001 xp95 integrated base sounder (as7240-3) | 0
Ampac | 4107-4002 | XP95 Open Area Sounder Red Body (AS7240-3) | 226 | 4107-4002 — XP95 Open Area Sounder Red Body (AS7240-3) (Ampac) | ampac 4107-4002 xp95 open area sounder red body (as7240-3) | 0
Ampac | 4107-4003 | XP95 Open Area Sounder White Body (AS7240-3) | 226 | 4107-4003 — XP95 Open Area Sounder White Body (AS7240-3) (Ampac) | ampac 4107-4003 xp95 open area sounder white body (as7240-3) | 0
Ampac | 4107-2001 | XP95 VAD White Flash C-3-8 White Body (AS7240-23) | 221 | 4107-2001 — XP95 VAD White Flash C-3-8 White Body (AS7240-23) (Ampac) | ampac 4107-2001 xp95 vad white flash c-3-8 white body (as7240-23) | 0
Ampac | 4107-2002 | XP95 VAD White Flash C-3-8 Red Body (AS7240-23) | 221 | 4107-2002 — XP95 VAD White Flash C-3-8 Red Body (AS7240-23) (Ampac) | ampac 4107-2002 xp95 vad white flash c-3-8 red body (as7240-23) | 0
Ampac | 4107-2005 | XP95 VAD Cat W Red Body (AS7240-23) | 248 | 4107-2005 — XP95 VAD Cat W Red Body (AS7240-23) (Ampac) | ampac 4107-2005 xp95 vad cat w red body (as7240-23) | 0
Ampac | 4107-2006 | XP95 VAD Cat W White Body (AS7240-23) | 248 | 4107-2006 — XP95 VAD Cat W White Body (AS7240-23) (Ampac) | ampac 4107-2006 xp95 vad cat w white body (as7240-23) | 0
Ampac | 4107-2007 | XP95 Base VAD Cat O (AS7240-23) | 248 | 4107-2007 — XP95 Base VAD Cat O (AS7240-23) (Ampac) | ampac 4107-2007 xp95 base vad cat o (as7240-23) | 0
Ampac | 4107-6001 | XP95 Base Sounder VID Beacon (AS7240-3) | 280 | 4107-6001 — XP95 Base Sounder VID Beacon (AS7240-3) (Ampac) | ampac 4107-6001 xp95 base sounder vid beacon (as7240-3) | 0
Ampac | 4107-6002 | XP95 Base Sounder VAD Cat O (AS7240-3 & 23) | 291 | 4107-6002 — XP95 Base Sounder VAD Cat O (AS7240-3 & 23) (Ampac) | ampac 4107-6002 xp95 base sounder vad cat o (as7240-3 & 23) | 0
Ampac | 212-0012 | Ampac Door Holder 24VDC 50KG | 143 | 212-0012 — Ampac Door Holder 24VDC 50KG (Ampac) | ampac 212-0012 ampac door holder 24vdc 50kg | 0
Ampac | 4101-1001 | Surface Mount 200N 24V ABS Case Door Holder | 146 | 4101-1001 — Surface Mount 200N 24V ABS Case Door Holder (Ampac) | ampac 4101-1001 surface mount 200n 24v abs case door holder | 0
Ampac | 4101-1002 | Surface Mount 200N 230V ABS Case Door Holder | 154 | 4101-1002 — Surface Mount 200N 230V ABS Case Door Holder (Ampac) | ampac 4101-1002 surface mount 200n 230v abs case door holder | 0
Ampac | 4101-1003 | Surface Mount 500N 24V ABS Case Door Holder | 148 | 4101-1003 — Surface Mount 500N 24V ABS Case Door Holder (Ampac) | ampac 4101-1003 surface mount 500n 24v abs case door holder | 0
Ampac | 4101-1004 | Surface Mount 200N 24V Steel Case Door Holder | 162 | 4101-1004 — Surface Mount 200N 24V Steel Case Door Holder (Ampac) | ampac 4101-1004 surface mount 200n 24v steel case door holder | 0
Ampac | 4101-3001 | Flush Mount 24V Door Holder | 152 | 4101-3001 — Flush Mount 24V Door Holder (Ampac) | ampac 4101-3001 flush mount 24v door holder | 0
Ampac | 4101-2001 | Floor Mount 200N 24V Cast Aluminium Door Holder | 218 | 4101-2001 — Floor Mount 200N 24V Cast Aluminium Door Holder (Ampac) | ampac 4101-2001 floor mount 200n 24v cast aluminium door holder | 0
Ampac | 4101-2002 | Floor Mount 500N 24V Cast Aluminium Door Holder | 247 | 4101-2002 — Floor Mount 500N 24V Cast Aluminium Door Holder (Ampac) | ampac 4101-2002 floor mount 500n 24v cast aluminium door holder | 0
Ampac | 4101-4001 | Universal Mount 500N Short Stand 24V Door Holder | 212 | 4101-4001 — Universal Mount 500N Short Stand 24V Door Holder (Ampac) | ampac 4101-4001 universal mount 500n short stand 24v door holder | 0
Ampac | 4101-4002 | Universal Mount 500N Long Stand 24V Door Holder | 245 | 4101-4002 — Universal Mount 500N Long Stand 24V Door Holder (Ampac) | ampac 4101-4002 universal mount 500n long stand 24v door holder | 0
Ampac | 4101-4003 | Universal Mount 1000N Short Stand 24V Door Holder | 263 | 4101-4003 — Universal Mount 1000N Short Stand 24V Door Holder (Ampac) | ampac 4101-4003 universal mount 1000n short stand 24v door holder | 0
Ampac | 4101-4004 | Universal Mount 1000N Long Stand 24V Door Holder | 303 | 4101-4004 — Universal Mount 1000N Long Stand 24V Door Holder (Ampac) | ampac 4101-4004 universal mount 1000n long stand 24v door holder | 0
Ampac | 4101-5001 | IP65 Protected 1200N 24V Door Holder | 491 | 4101-5001 — IP65 Protected 1200N 24V Door Holder (Ampac) | ampac 4101-5001 ip65 protected 1200n 24v door holder | 0
Ampac | 4101-6001 | Floor Mounting Bracket | 33 | 4101-6001 — Floor Mounting Bracket (Ampac) | ampac 4101-6001 floor mounting bracket | 0
Ampac | 268-0003 | Remote Door Release Plate Vertical Screen | 67 | 268-0003 — Remote Door Release Plate Vertical Screen (Ampac) | ampac 268-0003 remote door release plate vertical screen | 0
Ampac | 268-0010 | Remote Door Release Plate Horizontal Screen | 67 | 268-0010 — Remote Door Release Plate Horizontal Screen (Ampac) | ampac 268-0010 remote door release plate horizontal screen | 0
Ampac | 210-0008 | 12V 1.3AH SLA Battery | 28 | 210-0008 — 12V 1.3AH SLA Battery (Ampac) | ampac 210-0008 12v 1.3ah sla battery | 0
Ampac | 210-0006 | 12V 3.2AH SLA Battery | 39 | 210-0006 — 12V 3.2AH SLA Battery (Ampac) | ampac 210-0006 12v 3.2ah sla battery | 0
Ampac | 210-0016 | 12V 7AH SLA Battery | 33 | 210-0016 — 12V 7AH SLA Battery (Ampac) | ampac 210-0016 12v 7ah sla battery | 0
Ampac | 210-0010 | 12V 12AH SLA Battery | 93 | 210-0010 — 12V 12AH SLA Battery (Ampac) | ampac 210-0010 12v 12ah sla battery | 0
Ampac | 210-0003 | 12V 18AH SLA Battery | 107 | 210-0003 — 12V 18AH SLA Battery (Ampac) | ampac 210-0003 12v 18ah sla battery | 0
Ampac | 210-0012 | 12V 26AH SLA Battery | 158 | 210-0012 — 12V 26AH SLA Battery (Ampac) | ampac 210-0012 12v 26ah sla battery | 0
Ampac | 210-0021 | 12V 33AH SLA Battery | 206 | 210-0021 — 12V 33AH SLA Battery (Ampac) | ampac 210-0021 12v 33ah sla battery | 0
Ampac | 210-0013 | 12V 40AH SLA Battery | 290 | 210-0013 — 12V 40AH SLA Battery (Ampac) | ampac 210-0013 12v 40ah sla battery | 0
Ampac | 210-0023 | 12V 55AH SLA Battery | 422 | 210-0023 — 12V 55AH SLA Battery (Ampac) | ampac 210-0023 12v 55ah sla battery | 0
Ampac | 210-0015 | 12V 65AH SLA Battery | 375 | 210-0015 — 12V 65AH SLA Battery (Ampac) | ampac 210-0015 12v 65ah sla battery | 0
Ampac | 210-0004 | 12V 75AH SLA Battery | 400 | 210-0004 — 12V 75AH SLA Battery (Ampac) | ampac 210-0004 12v 75ah sla battery | 0
Ampac | 210-0002 | 12V 100AH SLA Battery | 576 | 210-0002 — 12V 100AH SLA Battery (Ampac) | ampac 210-0002 12v 100ah sla battery | 0
Ampac | 210-0022 | 12V 120AH SLA Battery | 670 | 210-0022 — 12V 120AH SLA Battery (Ampac) | ampac 210-0022 12v 120ah sla battery | 0
Ampac | 210-0017 | 12V 150AH SLA Battery | 788 | 210-0017 — 12V 150AH SLA Battery (Ampac) | ampac 210-0017 12v 150ah sla battery | 0
Ampac | 210-0038 | 12V 190AH SLA Battery | 1284 | 210-0038 — 12V 190AH SLA Battery (Ampac) | ampac 210-0038 12v 190ah sla battery | 0
Ampac | 210-0011 | 12V 200AH SLA Battery | 1308 | 210-0011 — 12V 200AH SLA Battery (Ampac) | ampac 210-0011 12v 200ah sla battery | 0
Ampac | 210-0024 | 12V 250AH SLA Battery | 1357 | 210-0024 — 12V 250AH SLA Battery (Ampac) | ampac 210-0024 12v 250ah sla battery | 0
Ampac | 4510-1100 | MultiAmp-DH 250MA Flush Mount | 320 | 4510-1100 — MultiAmp-DH 250MA Flush Mount (Ampac) | ampac 4510-1100 multiamp-dh 250ma flush mount | 0
Ampac | 4510-1101 | MultiAmp-DH 250MA Surface Mount | 320 | 4510-1101 — MultiAmp-DH 250MA Surface Mount (Ampac) | ampac 4510-1101 multiamp-dh 250ma surface mount | 0
Ampac | 4510-8102 | 2A PSU — Space for 2 x 12AH Batteries | 670 | 4510-8102 — 2A PSU — Space for 2 x 12AH Batteries (Ampac) | ampac 4510-8102 2a psu — space for 2 x 12ah batteries | 0
Ampac | 4510-8202 | 2A PSU — Space for 2 x 38AH Batteries | 760 | 4510-8202 — 2A PSU — Space for 2 x 38AH Batteries (Ampac) | ampac 4510-8202 2a psu — space for 2 x 38ah batteries | 0
Ampac | 4510-8205 | 5A PSU — Space for 2 x 38AH Batteries | 823 | 4510-8205 — 5A PSU — Space for 2 x 38AH Batteries (Ampac) | ampac 4510-8205 5a psu — space for 2 x 38ah batteries | 0
Ampac | 4510-8210 | 10A PSU — Space for 2 x 38AH Batteries | 1333 | 4510-8210 — 10A PSU — Space for 2 x 38AH Batteries (Ampac) | ampac 4510-8210 10a psu — space for 2 x 38ah batteries | 0
Ampac | 4510-8305 | 5A PSU — Space for 2 x 65AH Batteries | 1100 | 4510-8305 — 5A PSU — Space for 2 x 65AH Batteries (Ampac) | ampac 4510-8305 5a psu — space for 2 x 65ah batteries | 0
Ampac | 4510-8310 | 10A PSU — Space for 2 x 65AH Batteries | 1653 | 4510-8310 — 10A PSU — Space for 2 x 65AH Batteries (Ampac) | ampac 4510-8310 10a psu — space for 2 x 65ah batteries | 0
Ampac | 4510-9002 | 2A 27.6VDC PSU Module | 452 | 4510-9002 — 2A 27.6VDC PSU Module (Ampac) | ampac 4510-9002 2a 27.6vdc psu module | 0
Ampac | 4510-9005 | 5A 27.6VDC PSU Module | 583 | 4510-9005 — 5A 27.6VDC PSU Module (Ampac) | ampac 4510-9005 5a 27.6vdc psu module | 0
Ampac | 4510-9010 | 10A 27.6VDC PSU Module | 1003 | 4510-9010 — 10A 27.6VDC PSU Module (Ampac) | ampac 4510-9010 10a 27.6vdc psu module | 0
Ampac | 159-0161 | 5A Door Holder PSU inc 5A Relay | 686 | 159-0161 — 5A Door Holder PSU inc 5A Relay (Ampac) | ampac 159-0161 5a door holder psu inc 5a relay | 0
Ampac | 215-0003 | Break Glass Key Holder D2 | 40 | 215-0003 — Break Glass Key Holder D2 (Ampac) | ampac 215-0003 break glass key holder d2 | 0
Ampac | 268-0002 | Wall Box Metal 25mm Deep for MCPs | 14 | 268-0002 — Wall Box Metal 25mm Deep for MCPs (Ampac) | ampac 268-0002 wall box metal 25mm deep for mcps | 0
Ampac | 201-0101 | Mounting Block for S65/XP95 Base | 20 | 201-0101 — Mounting Block for S65/XP95 Base (Ampac) | ampac 201-0101 mounting block for s65/xp95 base | 0
Ampac | 4112-2004 | Smoke Detector Cage 75Dx175mm | 136 | 4112-2004 — Smoke Detector Cage 75Dx175mm (Ampac) | ampac 4112-2004 smoke detector cage 75dx175mm | 0
Ampac | 4112-2005 | Smoke Detector Cage 95Dx175mm | 148 | 4112-2005 — Smoke Detector Cage 95Dx175mm (Ampac) | ampac 4112-2005 smoke detector cage 95dx175mm | 0
Ampac | 4112-2018 | Rapid Bracket Main Assembly | 182 | 4112-2018 — Rapid Bracket Main Assembly (Ampac) | ampac 4112-2018 rapid bracket main assembly | 0
Ampac | 4112-2019 | Rapid Bracket 1M Tube | 43 | 4112-2019 — Rapid Bracket 1M Tube (Ampac) | ampac 4112-2019 rapid bracket 1m tube | 0
Ampac | 4112-2020 | Rapid Bracket 3M Tube | 61 | 4112-2020 — Rapid Bracket 3M Tube (Ampac) | ampac 4112-2020 rapid bracket 3m tube | 0
Ampac | 204-0014 | Smoke Detector Test Gas 250ml Aerosol | 125 | 204-0014 — Smoke Detector Test Gas 250ml Aerosol (Ampac) | ampac 204-0014 smoke detector test gas 250ml aerosol | 0
Ampac | 204-0015 | Canned Smoke 150ml Handheld | 66 | 204-0015 — Canned Smoke 150ml Handheld (Ampac) | ampac 204-0015 canned smoke 150ml handheld | 0
Ampac | 204-0020 | Carbon Monoxide Smoke Can Detector Tester (Test Pole) | 91 | 204-0020 — Carbon Monoxide Smoke Can Detector Tester (Test Pole) (Ampac) | ampac 204-0020 carbon monoxide smoke can detector tester (test pole) | 0
Ampac | 204-0030 | Smoke Stick Holder & 6 Refills (Ampac branded) | 91 | 204-0030 — Smoke Stick Holder & 6 Refills (Ampac branded) (Ampac) | ampac 204-0030 smoke stick holder & 6 refills (ampac branded) | 0
Ampac | 204-0031 | Smoke Stick Refills Pack of 6 (Ampac branded) | 65 | 204-0031 — Smoke Stick Refills Pack of 6 (Ampac branded) (Ampac) | ampac 204-0031 smoke stick refills pack of 6 (ampac branded) | 0
Ampac | 4112-2009 | Ampac Loop Tester | 2585 | 4112-2009 — Ampac Loop Tester (Ampac) | ampac 4112-2009 ampac loop tester | 0
FireSense | BATT-1.2 | Battery set 1.2ah (2x12v) | 37 | BATT-1.2 — Battery set 1.2ah (2x12v) (FireSense) | firesense batt-1.2 battery set 1.2ah (2x12v) | 0
FireSense | BATT-100 | Battery set 100ah (2x12v) | 689.01 | BATT-100 — Battery set 100ah (2x12v) (FireSense) | firesense batt-100 battery set 100ah (2x12v) | 0
FireSense | BATT-12 | Battery set 12ah (2x12v) | 103.35 | BATT-12 — Battery set 12ah (2x12v) (FireSense) | firesense batt-12 battery set 12ah (2x12v) | 0
FireSense | BATT-120 | Battery set 120ah (2x12v) | 826.8 | BATT-120 — Battery set 120ah (2x12v) (FireSense) | firesense batt-120 battery set 120ah (2x12v) | 0
FireSense | BATT-12V-100-DC | Battery 100ah Deep Cycle (1x12v) | 319.68 | BATT-12V-100-DC — Battery 100ah Deep Cycle (1x12v) (FireSense) | firesense batt-12v-100-dc battery 100ah deep cycle (1x12v) | 0
FireSense | BATT-12V-120-DC | Battery 120ah Deep Cycle (1x12v) | 358.11 | BATT-12V-120-DC — Battery 120ah Deep Cycle (1x12v) (FireSense) | firesense batt-12v-120-dc battery 120ah deep cycle (1x12v) | 0
FireSense | BATT-12V-75-DC | Battery 75ah Deep Cycle (1x12v) | 262.03 | BATT-12V-75-DC — Battery 75ah Deep Cycle (1x12v) (FireSense) | firesense batt-12v-75-dc battery 75ah deep cycle (1x12v) | 0
FireSense | BATT-12V-85-DC | Battery 85ah Deep Cycle (1x12v) | 290.86 | BATT-12V-85-DC — Battery 85ah Deep Cycle (1x12v) (FireSense) | firesense batt-12v-85-dc battery 85ah deep cycle (1x12v) | 0
FireSense | BATT-150 | Battery set 150ah (2x12v) | 895.71 | BATT-150 — Battery set 150ah (2x12v) (FireSense) | firesense batt-150 battery set 150ah (2x12v) | 0
FireSense | BATT-18 | Battery set 18ah (2x12v) | 137.8 | BATT-18 — Battery set 18ah (2x12v) (FireSense) | firesense batt-18 battery set 18ah (2x12v) | 0
FireSense | BATT-2.3 | Battery set 2.3ah (2x12v) | 41.46 | BATT-2.3 — Battery set 2.3ah (2x12v) (FireSense) | firesense batt-2.3 battery set 2.3ah (2x12v) | 0
FireSense | BATT-200 | Battery set 200ah (2x12v) | 1240.21 | BATT-200 — Battery set 200ah (2x12v) (FireSense) | firesense batt-200 battery set 200ah (2x12v) | 0
FireSense | BATT-22 | Battery set 22ah (2x12v) same case size as BATT-18 | 229.66 | BATT-22 — Battery set 22ah (2x12v) same case size as BATT-18 (FireSense) | firesense batt-22 battery set 22ah (2x12v) same case size as batt-18 | 0
FireSense | BATT-26 | Battery set 26ah (2x12v) | 242.43 | BATT-26 — Battery set 26ah (2x12v) (FireSense) | firesense batt-26 battery set 26ah (2x12v) | 0
FireSense | BATT-33 | Battery set 33ah (2x12v) | 255.18 | BATT-33 — Battery set 33ah (2x12v) (FireSense) | firesense batt-33 battery set 33ah (2x12v) | 0
FireSense | BATT-40 | Battery set 40ah (2x12v) | 344.51 | BATT-40 — Battery set 40ah (2x12v) (FireSense) | firesense batt-40 battery set 40ah (2x12v) | 0
FireSense | BATT-45 | Battery set 45ah (2x12v) | 387.88 | BATT-45 — Battery set 45ah (2x12v) (FireSense) | firesense batt-45 battery set 45ah (2x12v) | 0
FireSense | BATT-55 | Battery set 55ah (2x12v) | 482.31 | BATT-55 — Battery set 55ah (2x12v) (FireSense) | firesense batt-55 battery set 55ah (2x12v) | 0
FireSense | BATT-65 | Battery set 65ah (2x12v) | 482.31 | BATT-65 — Battery set 65ah (2x12v) (FireSense) | firesense batt-65 battery set 65ah (2x12v) | 0
FireSense | BATT-7 | Battery set 7ah (2x12v) | 47.21 | BATT-7 — Battery set 7ah (2x12v) (FireSense) | firesense batt-7 battery set 7ah (2x12v) | 0
FireSense | BATT-75 | Battery set 75ah (2x12v) | 620.11 | BATT-75 — Battery set 75ah (2x12v) (FireSense) | firesense batt-75 battery set 75ah (2x12v) | 0
FireSense | BATT-85 | Battery set 85ah (2x12v) | 650.73 | BATT-85 — Battery set 85ah (2x12v) (FireSense) | firesense batt-85 battery set 85ah (2x12v) | 0
FireSense | BELL-6 | 150mm - 6" Alarm bell - 24Vdc | 52 | BELL-6 — 150mm - 6" Alarm bell - 24Vdc (FireSense) | firesense bell-6 150mm - 6" alarm bell - 24vdc | 0
FireSense | BELL-6-12V | 150mm - 6" Alarm bell - 12Vdc | 133.86 | BELL-6-12V — 150mm - 6" Alarm bell - 12Vdc (FireSense) | firesense bell-6-12v 150mm - 6" alarm bell - 12vdc | 0
FireSense | BELL-8 | 200mm - 8" Alarm bell - 24Vdc | 57.19 | BELL-8 — 200mm - 8" Alarm bell - 24Vdc (FireSense) | firesense bell-8 200mm - 8" alarm bell - 24vdc | 0
FireSense | BELL-BASE | Mounting base to suit 6" and 8" bells | 15.89 | BELL-BASE — Mounting base to suit 6" and 8" bells (FireSense) | firesense bell-base mounting base to suit 6" and 8" bells | 0
FireSense | CWSO-RR-S1 | ENScape Surface mount sounder - red low profile base | 55.91 | CWSO-RR-S1 — ENScape Surface mount sounder - red low profile base (FireSense) | firesense cwso-rr-s1 enscape surface mount sounder - red low profile base | 0
FireSense | CWSO-WW-S1 | ENScape Surface mount sounder - white low profile base | 54.77 | CWSO-WW-S1 — ENScape Surface mount sounder - white low profile base (FireSense) | firesense cwso-ww-s1 enscape surface mount sounder - white low profile base | 0
FireSense | CWSS-RR-S5 | ENScape Sounder Beacon (VAD) red body:red flash:clear lens:low profile base | 156.91 | CWSS-RR-S5 — ENScape Sounder Beacon (VAD) red body:red flash:clear lens:low profile base (FireSense) | firesense cwss-rr-s5 enscape sounder beacon (vad) red body:red flash:clear lens:low profile base | 0
FireSense | CWSS-RR-W5 | ENScape Sounder Beacon (VAD) red body:red flash:clear lens:IP65/deep base | 156.91 | CWSS-RR-W5 — ENScape Sounder Beacon (VAD) red body:red flash:clear lens:IP65/deep base (FireSense) | firesense cwss-rr-w5 enscape sounder beacon (vad) red body:red flash:clear lens:ip65/deep base | 0
FireSense | CWSS-RW-S5 | ENScape Sounder Beacon (VAD) red body:white flash:clear lens:low profile base | 152.91 | CWSS-RW-S5 — ENScape Sounder Beacon (VAD) red body:white flash:clear lens:low profile base (FireSense) | firesense cwss-rw-s5 enscape sounder beacon (vad) red body:white flash:clear lens:low profile base | 0
FireSense | CWSS-WW-S5 | ENScape Sounder Beacon (VAD) white body:white flash:clear lens:low profile base | 152.91 | CWSS-WW-S5 — ENScape Sounder Beacon (VAD) white body:white flash:clear lens:low profile base (FireSense) | firesense cwss-ww-s5 enscape sounder beacon (vad) white body:white flash:clear lens:low profile base | 0
FireSense | CWST-RR-S5 | ENScape Beacon (VAD) red body:red flash:clear lens:low profile base | 125.53 | CWST-RR-S5 — ENScape Beacon (VAD) red body:red flash:clear lens:low profile base (FireSense) | firesense cwst-rr-s5 enscape beacon (vad) red body:red flash:clear lens:low profile base | 0
FireSense | CWST-RR-W5 | ENScape Beacon (VAD) red body:red flash:clear lens:IP65/deep base | 133.51 | CWST-RR-W5 — ENScape Beacon (VAD) red body:red flash:clear lens:IP65/deep base (FireSense) | firesense cwst-rr-w5 enscape beacon (vad) red body:red flash:clear lens:ip65/deep base | 0
FireSense | CWST-RW-S5 | ENScape Beacon (VAD) red body:white flash:clear lens:low profile base | 125.53 | CWST-RW-S5 — ENScape Beacon (VAD) red body:white flash:clear lens:low profile base (FireSense) | firesense cwst-rw-s5 enscape beacon (vad) red body:white flash:clear lens:low profile base | 0
FireSense | CWST-WW-S5 | ENScape Beacon (VAD) white body:white flash:clear lens:low profile base | 125.53 | CWST-WW-S5 — ENScape Beacon (VAD) white body:white flash:clear lens:low profile base (FireSense) | firesense cwst-ww-s5 enscape beacon (vad) white body:white flash:clear lens:low profile base | 0
FireSense | CWST-WW-W5 | ENScape Beacon (VAD) white body:white flash:clear lens:IP65/deep base | 133.51 | CWST-WW-W5 — ENScape Beacon (VAD) white body:white flash:clear lens:IP65/deep base (FireSense) | firesense cwst-ww-w5 enscape beacon (vad) white body:white flash:clear lens:ip65/deep base | 0
FireSense | DET-GUARD | Detector Guard - White Wire Style | 83.66 | DET-GUARD — Detector Guard - White Wire Style (FireSense) | firesense det-guard detector guard - white wire style | 0
FireSense | DET-GUARD-8200-W | Detector Guard - White Punched Metal Style | 112.36 | DET-GUARD-8200-W — Detector Guard - White Punched Metal Style (FireSense) | firesense det-guard-8200-w detector guard - white punched metal style | 0
FireSense | DET-GUARD-8201-W | Detector Guard Spacer 50mm - to suit STI-8200-W | 56.86 | DET-GUARD-8201-W — Detector Guard Spacer 50mm - to suit STI-8200-W (FireSense) | firesense det-guard-8201-w detector guard spacer 50mm - to suit sti-8200-w | 0
FireSense | DET-GUARD-CLEAR | Detector Guard - Clear Plastic Style | 93.28 | DET-GUARD-CLEAR — Detector Guard - Clear Plastic Style (FireSense) | firesense det-guard-clear detector guard - clear plastic style | 0
FireSense | DGP1 | DGP1 - Metal Mounting box for 1 by XP/AZM modules | 113.5 | DGP1 — DGP1 - Metal Mounting box for 1 by XP/AZM modules (FireSense) | firesense dgp1 dgp1 - metal mounting box for 1 by xp/azm modules | 0
FireSense | DGP2 | DGP2 - Metal Mounting box for 2 by XP/AZM modules | 119.23 | DGP2 — DGP2 - Metal Mounting box for 2 by XP/AZM modules (FireSense) | firesense dgp2 dgp2 - metal mounting box for 2 by xp/azm modules | 0
FireSense | DGP4 | DGP4 - Metal Mounting box for 4 by XP/AZM modules | 188.01 | DGP4 — DGP4 - Metal Mounting box for 4 by XP/AZM modules (FireSense) | firesense dgp4 dgp4 - metal mounting box for 4 by xp/azm modules | 0
FireSense | E2S-BExBG05-D-24DC-RD | 5 Joule Hazardous Area Red Beacon 24vdc IECEx Version - 270ma | 2379.9 | E2S-BExBG05-D-24DC-RD — 5 Joule Hazardous Area Red Beacon 24vdc IECEx Version - 270ma (FireSense) | firesense e2s-bexbg05-d-24dc-rd 5 joule hazardous area red beacon 24vdc iecex version - 270ma | 0
FireSense | E2S-BExBG10-E-24DC-RD | 10 Joule Hazardous Area Red Beacon 24vdc IECEx Version - 660ma | 2980.62 | E2S-BExBG10-E-24DC-RD — 10 Joule Hazardous Area Red Beacon 24vdc IECEx Version - 660ma (FireSense) | firesense e2s-bexbg10-e-24dc-rd 10 joule hazardous area red beacon 24vdc iecex version - 660ma | 0
FireSense | E2S-BExDL15D-100V | 15W Hazardous Area Horn Speaker 100v Line | 1179.14 | E2S-BExDL15D-100V — 15W Hazardous Area Horn Speaker 100v Line (FireSense) | firesense e2s-bexdl15d-100v 15w hazardous area horn speaker 100v line | 0
FireSense | E2S-IS-mC1-R-R | Minalert Sounder and Beacon Red 24vdc - 48ma | 1149.89 | E2S-IS-mC1-R-R — Minalert Sounder and Beacon Red 24vdc - 48ma (FireSense) | firesense e2s-is-mc1-r-r minalert sounder and beacon red 24vdc - 48ma | 0
FireSense | FLASHNI | FLASHNI - Combined Sounder Strobe 90dB IP54 | 114.4 | FLASHNI — FLASHNI - Combined Sounder Strobe 90dB IP54 (FireSense) | firesense flashni flashni - combined sounder strobe 90db ip54 | 0
FireSense | FS-H10-G-7240 | Redback 10w Horn Speaker - Grey | 155.55 | FS-H10-G-7240 — Redback 10w Horn Speaker - Grey (FireSense) | firesense fs-h10-g-7240 redback 10w horn speaker - grey | 0
FireSense | FS-PRJ-15-7240 | L-VJP15A/EN-W - AS7240 Approved 15w Sound Projector - White | 134.49 | FS-PRJ-15-7240 — L-VJP15A/EN-W - AS7240 Approved 15w Sound Projector - White (FireSense) | firesense fs-prj-15-7240 l-vjp15a/en-w - as7240 approved 15w sound projector - white | 0
FireSense | FS-PRJ-15-7240-BK | L-VJP15A/EN-BK - AS7240 Approved 15w Sound Projector - Black | 149.44 | FS-PRJ-15-7240-BK — L-VJP15A/EN-BK - AS7240 Approved 15w Sound Projector - Black (FireSense) | firesense fs-prj-15-7240-bk l-vjp15a/en-bk - as7240 approved 15w sound projector - black | 0
FireSense | FS-SP4-7240 | FireSense FS-SP4-7240 : 100mm ceiling speaker with metal grill | 41.84 | FS-SP4-7240 — FireSense FS-SP4-7240 : 100mm ceiling speaker with metal grill (FireSense) | firesense fs-sp4-7240 firesense fs-sp4-7240 : 100mm ceiling speaker with metal grill | 0
FireSense | FS-SP4-7240-BK | FireSense FS-SP4-7240-BK : 100mm ceiling speaker with metal grill - Black | 56.51 | FS-SP4-7240-BK — FireSense FS-SP4-7240-BK : 100mm ceiling speaker with metal grill - Black (FireSense) | firesense fs-sp4-7240-bk firesense fs-sp4-7240-bk : 100mm ceiling speaker with metal grill - black | 0
FireSense | FS-SP4-SMB-7240 | FireSense surface mount enclosure to suit FS-SP4-7240 | 22.82 | FS-SP4-SMB-7240 — FireSense surface mount enclosure to suit FS-SP4-7240 (FireSense) | firesense fs-sp4-smb-7240 firesense surface mount enclosure to suit fs-sp4-7240 | 0
FireSense | FS-SP4-SMB-7240-BK | FireSense surface mount enclosure to suit FS-SP4-7240-BK | 24.99 | FS-SP4-SMB-7240-BK — FireSense surface mount enclosure to suit FS-SP4-7240-BK (FireSense) | firesense fs-sp4-smb-7240-bk firesense surface mount enclosure to suit fs-sp4-7240-bk | 0
FireSense | FULL-MAINS-BASE | 240V Mains Base Red for ROSH, FLASHNI and STR-FULL | 33.71 | FULL-MAINS-BASE — 240V Mains Base Red for ROSH, FLASHNI and STR-FULL (FireSense) | firesense full-mains-base 240v mains base red for rosh, flashni and str-full | 0
FireSense | FULL-MAINS-BASE-W | 240V Mains Base White for ROSH, FLASHNI and STR-FULL | 33.71 | FULL-MAINS-BASE-W — 240V Mains Base White for ROSH, FLASHNI and STR-FULL (FireSense) | firesense full-mains-base-w 240v mains base white for rosh, flashni and str-full | 0
FireSense | FULL-R-D-BASE | Fulleon RED deep base, increases IP rating to IP65 | 20.22 | FULL-R-D-BASE — Fulleon RED deep base, increases IP rating to IP65 (FireSense) | firesense full-r-d-base fulleon red deep base, increases ip rating to ip65 | 0
FireSense | FULL-R-S-BASE | Fulleon RED shallow base, IP54 | 13.24 | FULL-R-S-BASE — Fulleon RED shallow base, IP54 (FireSense) | firesense full-r-s-base fulleon red shallow base, ip54 | 0
FireSense | FULL-W-D-BASE | Fulleon WHITE deep base, increases IP rating to IP65 | 20.22 | FULL-W-D-BASE — Fulleon WHITE deep base, increases IP rating to IP65 (FireSense) | firesense full-w-d-base fulleon white deep base, increases ip rating to ip65 | 0
FireSense | FULL-W-S-BASE | Fulleon WHITE shallow base, IP54 | 13.01 | FULL-W-S-BASE — Fulleon WHITE shallow base, IP54 (FireSense) | firesense full-w-s-base fulleon white shallow base, ip54 | 0
FireSense | GRILL-100 | 100mm Ceiling Grill | 4.38 | GRILL-100 — 100mm Ceiling Grill (FireSense) | firesense grill-100 100mm ceiling grill | 0
FireSense | GRILL-200 | 200mm Ceiling Grill | 6.9 | GRILL-200 — 200mm Ceiling Grill (FireSense) | firesense grill-200 200mm ceiling grill | 0
FireSense | GRM-2008 | Additional Dual Risk Gas Release Module - (Monitored Stopgas) | 1102.66 | GRM-2008 — Additional Dual Risk Gas Release Module - (Monitored Stopgas) (FireSense) | firesense grm-2008 additional dual risk gas release module - (monitored stopgas) | 0
FireSense | HOLESAW | Holesaw - 140mm to suit 100mm Oneshot speakers | 101.59 | HOLESAW — Holesaw - 140mm to suit 100mm Oneshot speakers (FireSense) | firesense holesaw holesaw - 140mm to suit 100mm oneshot speakers | 0
FireSense | HORN-GUARD | Wire Guard to Suit Horn Speaker - Black | 193.51 | HORN-GUARD — Wire Guard to Suit Horn Speaker - Black (FireSense) | firesense horn-guard wire guard to suit horn speaker - black | 0
FireSense | LABEL-FIRESERVICES | LABEL - "FIRE SERVICES" White Text on Red 30x90mm | 12.61 | LABEL-FIRESERVICES — LABEL - "FIRE SERVICES" White Text on Red 30x90mm (FireSense) | firesense label-fireservices label - "fire services" white text on red 30x90mm | 0
FireSense | LABEL-WIP | LABEL - "WIP" White Text on Red 40x50mm | 12.61 | LABEL-WIP — LABEL - "WIP" White Text on Red 40x50mm (FireSense) | firesense label-wip label - "wip" white text on red 40x50mm | 0
FireSense | MCP-F-R-M-CO | Red break glass with clean contact and surface mount box - Fulleon | 40.02 | MCP-F-R-M-CO — Red break glass with clean contact and surface mount box - Fulleon (FireSense) | firesense mcp-f-r-m-co red break glass with clean contact and surface mount box - fulleon | 0
FireSense | MCP-F-SF | Spare flap for Fulleon Red Break Glass | 14.3 | MCP-F-SF — Spare flap for Fulleon Red Break Glass (FireSense) | firesense mcp-f-sf spare flap for fulleon red break glass | 0
FireSense | MCP-K-G-M | Green break glass with surface mount box - KAC | 52.17 | MCP-K-G-M — Green break glass with surface mount box - KAC (FireSense) | firesense mcp-k-g-m green break glass with surface mount box - kac | 0
FireSense | MCP-K-KEY-PK10 | Spare Key for KAC break glass -(Pack of 10) | 29.89 | MCP-K-KEY-PK10 — Spare Key for KAC break glass -(Pack of 10) (FireSense) | firesense mcp-k-key-pk10 spare key for kac break glass -(pack of 10) | 0
FireSense | MCP-K-R-IP67 | Red break glass, weather proof (IP67) - KAC - Marine Grade | 224.14 | MCP-K-R-IP67 — Red break glass, weather proof (IP67) - KAC - Marine Grade (FireSense) | firesense mcp-k-r-ip67 red break glass, weather proof (ip67) - kac - marine grade | 0
FireSense | MCP-K-R-IS-IP67 | Red Intrinsically Safe Call Point - KAC IP67 Red | 597.72 | MCP-K-R-IS-IP67 — Red Intrinsically Safe Call Point - KAC IP67 Red (FireSense) | firesense mcp-k-r-is-ip67 red intrinsically safe call point - kac ip67 red | 0
FireSense | MCP-K-R-M | Red break glass with surface mount box - KAC - 470R | 29.89 | MCP-K-R-M — Red break glass with surface mount box - KAC - 470R (FireSense) | firesense mcp-k-r-m red break glass with surface mount box - kac - 470r | 0
FireSense | MCP-K-SF | KAC Spare Flap to suit KAC Rounded Front Call Points | 15.25 | MCP-K-SF — KAC Spare Flap to suit KAC Rounded Front Call Points (FireSense) | firesense mcp-k-sf kac spare flap to suit kac rounded front call points | 0
FireSense | MCP-K-SG-PK10 | Spare glass for KAC break glass - (Pack of 10) | 44.82 | MCP-K-SG-PK10 — Spare glass for KAC break glass - (Pack of 10) (FireSense) | firesense mcp-k-sg-pk10 spare glass for kac break glass - (pack of 10) | 0
FireSense | MCP-K-W-IP67 | White break glass, weather proof (IP67) - KAC - Marine Grade | 298.85 | MCP-K-W-IP67 — White break glass, weather proof (IP67) - KAC - Marine Grade (FireSense) | firesense mcp-k-w-ip67 white break glass, weather proof (ip67) - kac - marine grade | 0
FireSense | MCP-K-W-M | White break glass with surface mount box - KAC - Clean Contact | 41.84 | MCP-K-W-M — White break glass with surface mount box - KAC - Clean Contact (FireSense) | firesense mcp-k-w-m white break glass with surface mount box - kac - clean contact | 0
FireSense | MCP-K-Y-M | Yellow break glass with flap and surface box | 68.02 | MCP-K-Y-M — Yellow break glass with flap and surface box (FireSense) | firesense mcp-k-y-m yellow break glass with flap and surface box | 0
FireSense | MDH-ANV-C | Spare anvil to suit CSA 50 Kgs door holders | 40.02 | MDH-ANV-C — Spare anvil to suit CSA 50 Kgs door holders (FireSense) | firesense mdh-anv-c spare anvil to suit csa 50 kgs door holders | 0
FireSense | MDH1350 | 25-50kg Door Holder - 30-65mA | 109.2 | MDH1350 — 25-50kg Door Holder - 30-65mA (FireSense) | firesense mdh1350 25-50kg door holder - 30-65ma | 0
FireSense | MDH1360 | 100kg Door Holder - Wall Mounted | 140.39 | MDH1360 — 100kg Door Holder - Wall Mounted (FireSense) | firesense mdh1360 100kg door holder - wall mounted | 0
FireSense | MDH1369 | 50kg - Floor mount 60mA | 128.71 | MDH1369 — 50kg - Floor mount 60mA (FireSense) | firesense mdh1369 50kg - floor mount 60ma | 0
FireSense | MDH1370-15 | 50kg - Floor/wall mount with 15cm ext 60mA | 150.8 | MDH1370-15 — 50kg - Floor/wall mount with 15cm ext 60mA (FireSense) | firesense mdh1370-15 50kg - floor/wall mount with 15cm ext 60ma | 0
FireSense | MDH1370-30 | 50kg - Floor/wall mount with 30cm ext 60mA | 157.3 | MDH1370-30 — 50kg - Floor/wall mount with 30cm ext 60mA (FireSense) | firesense mdh1370-30 50kg - floor/wall mount with 30cm ext 60ma | 0
FireSense | MDHREM | Remote release plate for Door Holders - Vertical | 34.66 | MDHREM — Remote release plate for Door Holders - Vertical (FireSense) | firesense mdhrem remote release plate for door holders - vertical | 0
FireSense | METER-IMPEDANCE | Impedance meter Q2004 Calculates Speaker Load in Watts and Ohms | 367.67 | METER-IMPEDANCE — Impedance meter Q2004 Calculates Speaker Load in Watts and Ohms (FireSense) | firesense meter-impedance impedance meter q2004 calculates speaker load in watts and ohms | 0
FireSense | METER-SPL | SPL Meter, Q1264 | 199.55 | METER-SPL — SPL Meter, Q1264 (FireSense) | firesense meter-spl spl meter, q1264 | 0
FireSense | MIC-HAND | OWS Hand held Microphone to suit OWS with no Voice | 66.53 | MIC-HAND — OWS Hand held Microphone to suit OWS with no Voice (FireSense) | firesense mic-hand ows hand held microphone to suit ows with no voice | 0
FireSense | NFS-BSO-IV | Addressable base sounder : Sounder AS7240.3 Compliant : loop powered | 97.8 | NFS-BSO-IV — Addressable base sounder : Sounder AS7240.3 Compliant : loop powered (FireSense) | firesense nfs-bso-iv addressable base sounder : sounder as7240.3 compliant : loop powered | 0
FireSense | NFS-BSO-W | Addressable base sounder: White : Sounder AS7240.3 Compliant : loop powered | 98.62 | NFS-BSO-W — Addressable base sounder: White : Sounder AS7240.3 Compliant : loop powered (FireSense) | firesense nfs-bso-w addressable base sounder: white : sounder as7240.3 compliant : loop powered | 0
FireSense | NFS-BSS-WHITE | Addr base sounder-beacon :White: Sounder AS7240.3 Compliant : loop powered | 141.29 | NFS-BSS-WHITE — Addr base sounder-beacon :White: Sounder AS7240.3 Compliant : loop powered (FireSense) | firesense nfs-bss-white addr base sounder-beacon :white: sounder as7240.3 compliant : loop powered | 0
FireSense | NFS-WSO | Addressable wall mount sounder : Sounder AS7240.3 Compliant : loop powered | 110.59 | NFS-WSO — Addressable wall mount sounder : Sounder AS7240.3 Compliant : loop powered (FireSense) | firesense nfs-wso addressable wall mount sounder : sounder as7240.3 compliant : loop powered | 0
FireSense | NFX-BASE-WHITE | Base - B501AP - for NFX Series Sounders - (Pure White) | 10.33 | NFX-BASE-WHITE — Base - B501AP - for NFX Series Sounders - (Pure White) (FireSense) | firesense nfx-base-white base - b501ap - for nfx series sounders - (pure white) | 0
FireSense | NFX-BASE-WPW | Base Waterproof - WPW - (Pure White) for NFX Series Sounders | 29.89 | NFX-BASE-WPW — Base Waterproof - WPW - (Pure White) for NFX Series Sounders (FireSense) | firesense nfx-base-wpw base waterproof - wpw - (pure white) for nfx series sounders | 0
FireSense | NFX-ISB | NTF CLIP Pure Wh.Sound/Strobe red flash clear lens - w Isolator | 143.46 | NFX-ISB — NTF CLIP Pure Wh.Sound/Strobe red flash clear lens - w Isolator (FireSense) | firesense nfx-isb ntf clip pure wh.sound/strobe red flash clear lens - w isolator | 0
FireSense | NFX-ISB-BASE | NTF CLIP Pure White Sounder/Strobe Base red flash - clear lens - w Isolator | 149.44 | NFX-ISB-BASE — NTF CLIP Pure White Sounder/Strobe Base red flash - clear lens - w Isolator (FireSense) | firesense nfx-isb-base ntf clip pure white sounder/strobe base red flash - clear lens - w isolator | 0
FireSense | NFX-LID-W | Lid - IBS-LIDPW - (Pure White) for NFX Series Sounders (1Lid) | 16.12 | NFX-LID-W — Lid - IBS-LIDPW - (Pure White) for NFX Series Sounders (1Lid) (FireSense) | firesense nfx-lid-w lid - ibs-lidpw - (pure white) for nfx series sounders (1lid) | 0
FireSense | NFX-LID-W-PK10 | Lid - IBS-LIDPW - (Pure White) for NFX Series Sounders (10 Pack) | 149.44 | NFX-LID-W-PK10 — Lid - IBS-LIDPW - (Pure White) for NFX Series Sounders (10 Pack) (FireSense) | firesense nfx-lid-w-pk10 lid - ibs-lidpw - (pure white) for nfx series sounders (10 pack) | 0
FireSense | NFX-STR-BASE | NFXI-BF-WCS - Loop Pwr Strobe - B501 base - white - red flash - clear lens | 154.81 | NFX-STR-BASE — NFXI-BF-WCS - Loop Pwr Strobe - B501 base - white - red flash - clear lens (FireSense) | firesense nfx-str-base nfxi-bf-wcs - loop pwr strobe - b501 base - white - red flash - clear lens | 0
FireSense | NFX-STR-SOU-BASE | NFXI-BSF-WCH - Loop Pwr Strobe/Sounder - B501 base - white - red flash - clear lens | 234.98 | NFX-STR-SOU-BASE — NFXI-BSF-WCH - Loop Pwr Strobe/Sounder - B501 base - white - red flash - clear lens (FireSense) | firesense nfx-str-sou-base nfxi-bsf-wch - loop pwr strobe/sounder - b501 base - white - red flash - clear lens | 0
FireSense | NFX-STR-SOU-WALL | WWA-PC-I02 - Loop Pwr Strobe/Sounder Wall Mount - white - white flash - clear lens | 217.46 | NFX-STR-SOU-WALL — WWA-PC-I02 - Loop Pwr Strobe/Sounder Wall Mount - white - white flash - clear lens (FireSense) | firesense nfx-str-sou-wall wwa-pc-i02 - loop pwr strobe/sounder wall mount - white - white flash - clear lens | 0
FireSense | NFX-STR-WALL | WWL-PC-I02 - Loop Pwr Strobe Wall Mount - white - white flash - clear lens | 140.99 | NFX-STR-WALL — WWL-PC-I02 - Loop Pwr Strobe Wall Mount - white - white flash - clear lens (FireSense) | firesense nfx-str-wall wwl-pc-i02 - loop pwr strobe wall mount - white - white flash - clear lens | 0
FireSense | ONESHOT-SUPPORT | Support brace for 100mm OneShot Speakers | 11.06 | ONESHOT-SUPPORT — Support brace for 100mm OneShot Speakers (FireSense) | firesense oneshot-support support brace for 100mm oneshot speakers | 0
FireSense | RAPID-1M | Rapid Bracket - 1m Kit (Assembly and Extendable to 1m Tube) | 185 | RAPID-1M — Rapid Bracket - 1m Kit (Assembly and Extendable to 1m Tube) (FireSense) | firesense rapid-1m rapid bracket - 1m kit (assembly and extendable to 1m tube) | 0
FireSense | RAPID-3M | Rapid Bracket - 3m Kit (Assembly and Extendable to 3m Tube) | 197 | RAPID-3M — Rapid Bracket - 3m Kit (Assembly and Extendable to 3m Tube) (FireSense) | firesense rapid-3m rapid bracket - 3m kit (assembly and extendable to 3m tube) | 0
FireSense | RAPID-ARBOR | Rapid Bracket - Arbor for Holesaw with 6mm pilot drill | 17 | RAPID-ARBOR — Rapid Bracket - Arbor for Holesaw with 6mm pilot drill (FireSense) | firesense rapid-arbor rapid bracket - arbor for holesaw with 6mm pilot drill | 0
FireSense | RAPID-HOLESAW | Rapid Bracket - 165mm Holesaw | 66 | RAPID-HOLESAW — Rapid Bracket - 165mm Holesaw (FireSense) | firesense rapid-holesaw rapid bracket - 165mm holesaw | 0
FireSense | RB-SP100-7240-LP | Redback C2160 100mm Ceiling Speaker with plastic grill Low Profile | 55.29 | RB-SP100-7240-LP — Redback C2160 100mm Ceiling Speaker with plastic grill Low Profile (FireSense) | firesense rb-sp100-7240-lp redback c2160 100mm ceiling speaker with plastic grill low profile | 0
FireSense | RIP-FA-CON | Remote Indicator - (FIRE ALARM - IN CONCEALED SPACE) | 13.58 | RIP-FA-CON — Remote Indicator - (FIRE ALARM - IN CONCEALED SPACE) (FireSense) | firesense rip-fa-con remote indicator - (fire alarm - in concealed space) | 0
FireSense | ROSH-D | Roshni Sounder - Red, Deep base (100dB) with Iso Tones | 66.2 | ROSH-D — Roshni Sounder - Red, Deep base (100dB) with Iso Tones (FireSense) | firesense rosh-d roshni sounder - red, deep base (100db) with iso tones | 0
FireSense | ROSH-S | Roshni Sounder - Red, Shallow base (100dB) with Iso Tones | 66.2 | ROSH-S — Roshni Sounder - Red, Shallow base (100dB) with Iso Tones (FireSense) | firesense rosh-s roshni sounder - red, shallow base (100db) with iso tones | 0
FireSense | ROSH-S-WHITE | Roshni Sounder - White, Shallow base (100dB) with Iso Tones | 66.2 | ROSH-S-WHITE — Roshni Sounder - White, Shallow base (100dB) with Iso Tones (FireSense) | firesense rosh-s-white roshni sounder - white, shallow base (100db) with iso tones | 0
FireSense | SMOKE-A10S | Can of test smoke 250ml to suit Solo Detector Tester (HFC Free) | 78.86 | SMOKE-A10S — Can of test smoke 250ml to suit Solo Detector Tester (HFC Free) (FireSense) | firesense smoke-a10s can of test smoke 250ml to suit solo detector tester (hfc free) | 0
FireSense | SMOKE-BOMB-BVS | Smoke bombs Brandax VS 4 minute, 60gm packet of 5 | 210.93 | SMOKE-BOMB-BVS — Smoke bombs Brandax VS 4 minute, 60gm packet of 5 (FireSense) | firesense smoke-bomb-bvs smoke bombs brandax vs 4 minute, 60gm packet of 5 | 0
FireSense | SMOKE-BOMB-VENT | Smoke bombs Ventilax 3 minute, 18gm packet of 5 | 136.19 | SMOKE-BOMB-VENT — Smoke bombs Ventilax 3 minute, 18gm packet of 5 (FireSense) | firesense smoke-bomb-vent smoke bombs ventilax 3 minute, 18gm packet of 5 | 0
FireSense | SMOKE-PEN | Smoke Pen - Includes 6 Refills | 87.54 | SMOKE-PEN — Smoke Pen - Includes 6 Refills (FireSense) | firesense smoke-pen smoke pen - includes 6 refills | 0
FireSense | SMOKE-PEN-RF | Smoke Pen Refill Pack - 6 Refills | 70.95 | SMOKE-PEN-RF — Smoke Pen Refill Pack - 6 Refills (FireSense) | firesense smoke-pen-rf smoke pen refill pack - 6 refills | 0
FireSense | SMOKE-SABRE | Can of test smoke 150 gram with Sabre plastic extension | 57.65 | SMOKE-SABRE — Can of test smoke 150 gram with Sabre plastic extension (FireSense) | firesense smoke-sabre can of test smoke 150 gram with sabre plastic extension | 0
FireSense | SOLO770-001 | SOLO 770-001 Battery Baton | 536.78 | SOLO770-001 — SOLO 770-001 Battery Baton (FireSense) | firesense solo770-001 solo 770-001 battery baton | 0
FireSense | SQUASHNI-H | Squashni sounder base, (OFF WHITE) | 52.97 | SQUASHNI-H — Squashni sounder base, (OFF WHITE) (FireSense) | firesense squashni-h squashni sounder base, (off white) | 0
FireSense | STI-3150 | STI-3150 Weatherproof (IP44) Enclosure for MCP or STOPGAS Station | 263.54 | STI-3150 — STI-3150 Weatherproof (IP44) Enclosure for MCP or STOPGAS Station (FireSense) | firesense sti-3150 sti-3150 weatherproof (ip44) enclosure for mcp or stopgas station | 0
FireSense | STOPGAS | Remote Release/Stop Gas Station | 313.3 | STOPGAS — Remote Release/Stop Gas Station (FireSense) | firesense stopgas remote release/stop gas station | 0
FireSense | STR-DUAL | Dual Strobe (Red and Amber) on white plate - 100mA each | 119.74 | STR-DUAL — Dual Strobe (Red and Amber) on white plate - 100mA each (FireSense) | firesense str-dual dual strobe (red and amber) on white plate - 100ma each | 0
FireSense | STR-FULL-A | Fulleon Amber Strobe - 90mA | 55.61 | STR-FULL-A — Fulleon Amber Strobe - 90mA (FireSense) | firesense str-full-a fulleon amber strobe - 90ma | 0
FireSense | STR-FULL-B | Fulleon Blue Strobe - 90mA | 66.2 | STR-FULL-B — Fulleon Blue Strobe - 90mA (FireSense) | firesense str-full-b fulleon blue strobe - 90ma | 0
FireSense | STR-FULL-CLEAR | Fulleon Clear Strobe - 90mA | 59.7 | STR-FULL-CLEAR — Fulleon Clear Strobe - 90mA (FireSense) | firesense str-full-clear fulleon clear strobe - 90ma | 0
FireSense | STR-FULL-G | Fulleon Green Strobe - 90mA | 63.55 | STR-FULL-G — Fulleon Green Strobe - 90mA (FireSense) | firesense str-full-g fulleon green strobe - 90ma | 0
FireSense | STR-FULL-R | Fulleon Red Strobe - 90mA | 55.61 | STR-FULL-R — Fulleon Red Strobe - 90mA (FireSense) | firesense str-full-r fulleon red strobe - 90ma | 0
FireSense | STR-LABEL | Strobe Label - White Metal Plate Screen Printed "FIRE" | 19.26 | STR-LABEL — Strobe Label - White Metal Plate Screen Printed "FIRE" (FireSense) | firesense str-label strobe label - white metal plate screen printed "fire" | 0
FireSense | STR-SOL-C-WR | Strobe : Solista LX Ceiling : White Body : Red Flash : Shallow Base | 93.59 | STR-SOL-C-WR — Strobe : Solista LX Ceiling : White Body : Red Flash : Shallow Base (FireSense) | firesense str-sol-c-wr strobe : solista lx ceiling : white body : red flash : shallow base | 0
FireSense | STR-SOL-C-WW | Strobe : Solista LX Ceiling : White Body : White Flash : Shallow Base | 93.59 | STR-SOL-C-WW — Strobe : Solista LX Ceiling : White Body : White Flash : Shallow Base (FireSense) | firesense str-sol-c-ww strobe : solista lx ceiling : white body : white flash : shallow base | 0
FireSense | STR-SOL-W-RR | Strobe : Solista LX Wall : Red Body : Red Flash -Shallow Base | 97.24 | STR-SOL-W-RR — Strobe : Solista LX Wall : Red Body : Red Flash -Shallow Base (FireSense) | firesense str-sol-w-rr strobe : solista lx wall : red body : red flash -shallow base | 0
FireSense | STR-SOU-W-RW | Strobe:Sounder : ROLP LX Wall : Red Body : White Flash | 121.68 | STR-SOU-W-RW — Strobe:Sounder : ROLP LX Wall : Red Body : White Flash (FireSense) | firesense str-sou-w-rw strobe:sounder : rolp lx wall : red body : white flash | 0
FireSense | STR-SOU-W-WW | Strobe:Sounder : ROLP LX Wall : White Body : White Flash | 121.68 | STR-SOU-W-WW — Strobe:Sounder : ROLP LX Wall : White Body : White Flash (FireSense) | firesense str-sou-w-ww strobe:sounder : rolp lx wall : white body : white flash | 0
FireSense | TESTIFIRE-101 | Testifire 101 - 1m Reach Extension Pole | 534.24 | TESTIFIRE-101 — Testifire 101 - 1m Reach Extension Pole (FireSense) | firesense testifire-101 testifire 101 - 1m reach extension pole | 0
FireSense | TESTIFIRE-6001 | Smoke & Heat Detector Test Kit, 6m Pole, Carry Bag | 6811.98 | TESTIFIRE-6001 — Smoke & Heat Detector Test Kit, 6m Pole, Carry Bag (FireSense) | firesense testifire-6001 smoke & heat detector test kit, 6m pole, carry bag | 0
FireSense | TESTIFIRE-TC3 | Testifire TC3 - CO Capsules 6 Pack | 921.78 | TESTIFIRE-TC3 — Testifire TC3 - CO Capsules 6 Pack (FireSense) | firesense testifire-tc3 testifire tc3 - co capsules 6 pack | 0
FireSense | TESTIFIRE-TS3 | Testifire TS3 - Smoke Capsules 6 Pack | 1012.51 | TESTIFIRE-TS3 — Testifire TS3 - Smoke Capsules 6 Pack (FireSense) | firesense testifire-ts3 testifire ts3 - smoke capsules 6 pack | 0
FireSense | TRUTEST-SMOKE | Aero 400 Smoke can for Trutest Detector Tester - 250ml | 88.27 | TRUTEST-SMOKE — Aero 400 Smoke can for Trutest Detector Tester - 250ml (FireSense) | firesense trutest-smoke aero 400 smoke can for trutest detector tester - 250ml | 0
FireSense | USB-SERIAL-ADP | USB to Serial adaptor (US232R-100 works with XP Vista Win 7 and 10) | 100.88 | USB-SERIAL-ADP — USB to Serial adaptor (US232R-100 works with XP Vista Win 7 and 10) (FireSense) | firesense usb-serial-adp usb to serial adaptor (us232r-100 works with xp vista win 7 and 10) | 0
FireSense | WARN-S | Warning signs - LED - (without face plate) | 329.5 | WARN-S — Warning signs - LED - (without face plate) (FireSense) | firesense warn-s warning signs - led - (without face plate) | 0
FireSense | WARN-SYS | Warning Sign - Extinguishing System Inoperative - Complete | 360.86 | WARN-SYS — Warning Sign - Extinguishing System Inoperative - Complete (FireSense) | firesense warn-sys warning sign - extinguishing system inoperative - complete | 0
FireSense | WARN-SYS-WP | Weatherproof Warning Sign - Extinguishing System Inoperative - Complete | 517.78 | WARN-SYS-WP — Weatherproof Warning Sign - Extinguishing System Inoperative - Complete (FireSense) | firesense warn-sys-wp weatherproof warning sign - extinguishing system inoperative - complete | 0
FireSense | WARN-WP | Warning Signs - LED - Weather proof (without face plate) | 433.62 | WARN-WP — Warning Signs - LED - Weather proof (without face plate) (FireSense) | firesense warn-wp warning signs - led - weather proof (without face plate) | 0
FireSense | WIP-BOX | Surface mounted enclosure for WIP (Red) | 204.28 | WIP-BOX — Surface mounted enclosure for WIP (Red) (FireSense) | firesense wip-box surface mounted enclosure for wip (red) | 0
FireSense | WIP-T | Warden phone (WIP) to suit EWIS panel | 133.64 | WIP-T — Warden phone (WIP) to suit EWIS panel (FireSense) | firesense wip-t warden phone (wip) to suit ewis panel | 0
FireSense | WS-CUST | Warning Sign Face Plate "CUSTOM FACE PLATE" | 136.93 | WS-CUST — Warning Sign Face Plate "CUSTOM FACE PLATE" (FireSense) | firesense ws-cust warning sign face plate "custom face plate" | 0
FireSense | WS-CUST-WP | W/Proof Warning Sign Face Plate "CUSTOM FACE PLATE" | 133.51 | WS-CUST-WP — W/Proof Warning Sign Face Plate "CUSTOM FACE PLATE" (FireSense) | firesense ws-cust-wp w/proof warning sign face plate "custom face plate" | 0
FireSense | WS-DNE-GD | Warning Sign Face Plate "DO NOT ENTER, GAS DISCHARGED" | 47.06 | WS-DNE-GD — Warning Sign Face Plate "DO NOT ENTER, GAS DISCHARGED" (FireSense) | firesense ws-dne-gd warning sign face plate "do not enter, gas discharged" | 0
FireSense | WS-DNE-GD-WP | W/Proof W/Sign Face Plate "DO NOT ENTER, GAS DISCHARGED" | 47.06 | WS-DNE-GD-WP — W/Proof W/Sign Face Plate "DO NOT ENTER, GAS DISCHARGED" (FireSense) | firesense ws-dne-gd-wp w/proof w/sign face plate "do not enter, gas discharged" | 0
FireSense | WS-FA-DNE | Warning Sign Face Plate "FIRE ALARM, DO NOT ENTER" | 47.06 | WS-FA-DNE — Warning Sign Face Plate "FIRE ALARM, DO NOT ENTER" (FireSense) | firesense ws-fa-dne warning sign face plate "fire alarm, do not enter" | 0
FireSense | WS-FA-DNE-WP | W/Proof Warning Sign Face Plate "FIRE ALARM DO NOT ENTER" | 47.06 | WS-FA-DNE-WP — W/Proof Warning Sign Face Plate "FIRE ALARM DO NOT ENTER" (FireSense) | firesense ws-fa-dne-wp w/proof warning sign face plate "fire alarm do not enter" | 0
FireSense | WS-FA-EA | Warning Sign Face Plate "FIRE ALARM, EVACUATE AREA" | 47.06 | WS-FA-EA — Warning Sign Face Plate "FIRE ALARM, EVACUATE AREA" (FireSense) | firesense ws-fa-ea warning sign face plate "fire alarm, evacuate area" | 0
FireSense | WS-FA-EA-WP | W/Proof Warning Sign Face Plate "FIRE ALARM EVACUATE AREA" | 47.06 | WS-FA-EA-WP — W/Proof Warning Sign Face Plate "FIRE ALARM EVACUATE AREA" (FireSense) | firesense ws-fa-ea-wp w/proof warning sign face plate "fire alarm evacuate area" | 0
FireSense | WS-FDC | Warning Sign Face Plate "FIRE DOOR CLOSING" | 47.06 | WS-FDC — Warning Sign Face Plate "FIRE DOOR CLOSING" (FireSense) | firesense ws-fdc warning sign face plate "fire door closing" | 0
FireSense | FRC-STR1 | Fire Cable Stripping Tool - FR DET (30150) | 41.34 | FRC-STR1 — Fire Cable Stripping Tool - FR DET (30150) (FireSense) | firesense frc-str1 fire cable stripping tool - fr det (30150) | 0
FireSense | FRC-STR2 | Fire Cable Stripping Tool - FR PWR (30400) | 41.34 | FRC-STR2 — Fire Cable Stripping Tool - FR PWR (30400) (FireSense) | firesense frc-str2 fire cable stripping tool - fr pwr (30400) | 0
FireSense | SST-200 | 304 Stainless Steel Cable Ties - 200mm long - Pack of 100 | 17.2 | SST-200 — 304 Stainless Steel Cable Ties - 200mm long - Pack of 100 (FireSense) | firesense sst-200 304 stainless steel cable ties - 200mm long - pack of 100 | 0
FireSense | SST-360 | 304 Stainless Steel Cable Ties - 360mm long - Pack of 100 | 18.52 | SST-360 — 304 Stainless Steel Cable Ties - 360mm long - Pack of 100 (FireSense) | firesense sst-360 304 stainless steel cable ties - 360mm long - pack of 100 | 0
FireSense | SST-GUN | Stainless Steel Cable Tie Gun with Adjustable Tensioner | 148.84 | SST-GUN — Stainless Steel Cable Tie Gun with Adjustable Tensioner (FireSense) | firesense sst-gun stainless steel cable tie gun with adjustable tensioner | 0
FireSense | HOC-A | Hochiki Conventional Type A thermal - DCD-A | 64.79 | HOC-A — Hochiki Conventional Type A thermal - DCD-A (FireSense) | firesense hoc-a hochiki conventional type a thermal - dcd-a | 0
FireSense | HOC-B | Hochiki Conventional Type B thermal - DFJ-60B | 64.79 | HOC-B — Hochiki Conventional Type B thermal - DFJ-60B (FireSense) | firesense hoc-b hochiki conventional type b thermal - dfj-60b | 0
FireSense | HOC-BASE | Hochiki Base For Conventional Detectors | 25.86 | HOC-BASE — Hochiki Base For Conventional Detectors (FireSense) | firesense hoc-base hochiki base for conventional detectors | 0
FireSense | HOC-BS | Hochiki Type B Sealed Thermal DFG-60BLKJ (no base required) | 158.05 | HOC-BS — Hochiki Type B Sealed Thermal DFG-60BLKJ (no base required) (FireSense) | firesense hoc-bs hochiki type b sealed thermal dfg-60blkj (no base required) | 0
FireSense | HOC-C | Hochiki Conventional thermal Type C | 64.79 | HOC-C — Hochiki Conventional thermal Type C (FireSense) | firesense hoc-c hochiki conventional thermal type c | 0
FireSense | HOC-D | Hochiki Conventional Type D thermal DFJ-90D | 71.85 | HOC-D — Hochiki Conventional Type D thermal DFJ-90D (FireSense) | firesense hoc-d hochiki conventional type d thermal dfj-90d | 0
FireSense | HOC-IS-BASE | Hochiki YBN-R-4IS - Intrinsically Safe Base | 50.15 | HOC-IS-BASE — Hochiki YBN-R-4IS - Intrinsically Safe Base (FireSense) | firesense hoc-is-base hochiki ybn-r-4is - intrinsically safe base | 0
FireSense | HOC-IS-P | Hochiki SLR-E-IS - Intrinsically Safe Photo Optical Conv Detector | 466.67 | HOC-IS-P — Hochiki SLR-E-IS - Intrinsically Safe Photo Optical Conv Detector (FireSense) | firesense hoc-is-p hochiki slr-e-is - intrinsically safe photo optical conv detector | 0
FireSense | HOC-IS-T | Hochiki DCD-1E-IS(WHT) - Intrinsically Safe Thermal Conv Detector | 646.57 | HOC-IS-T — Hochiki DCD-1E-IS(WHT) - Intrinsically Safe Thermal Conv Detector (FireSense) | firesense hoc-is-t hochiki dcd-1e-is(wht) - intrinsically safe thermal conv detector | 0
FireSense | HOC-P | Hochiki Conventional Photo Optical Smoke SLV-AS | 118.38 | HOC-P — Hochiki Conventional Photo Optical Smoke SLV-AS (FireSense) | firesense hoc-p hochiki conventional photo optical smoke slv-as | 0
FireSense | INT-AM | Adjustable Mount (required for all Flame Detectors) | 403.48 | INT-AM — Adjustable Mount (required for all Flame Detectors) (FireSense) | firesense int-am adjustable mount (required for all flame detectors) | 0
FireSense | INT-IR3 | IR3 Flame Det - Alloy housing | 4874 | INT-IR3 — IR3 Flame Det - Alloy housing (FireSense) | firesense int-ir3 ir3 flame det - alloy housing | 0
FireSense | LHD-LOCPLUS-CON | LHD - Locator Plus Alarm Location and Interface Controller | 1252.5 | LHD-LOCPLUS-CON — LHD - Locator Plus Alarm Location and Interface Controller (FireSense) | firesense lhd-locplus-con lhd - locator plus alarm location and interface controller | 0
FireSense | LHD-LOCPLUS-EOL | LHD - Locator Plus End Of Line Unit | 447.32 | LHD-LOCPLUS-EOL — LHD - Locator Plus End Of Line Unit (FireSense) | firesense lhd-locplus-eol lhd - locator plus end of line unit | 0
FireSense | OLS-E-100 | E-Type 100 Degree C Heat Detector Probe | 251.52 | OLS-E-100 — E-Type 100 Degree C Heat Detector Probe (FireSense) | firesense ols-e-100 e-type 100 degree c heat detector probe | 0
FireSense | OLS-E-130 | E-Type 130 Degree C Heat Detector Probe | 270.5 | OLS-E-130 — E-Type 130 Degree C Heat Detector Probe (FireSense) | firesense ols-e-130 e-type 130 degree c heat detector probe | 0
FireSense | OLS-E-60 | E-Type 60 Degree C Heat Detector Probe | 242.02 | OLS-E-60 — E-Type 60 Degree C Heat Detector Probe (FireSense) | firesense ols-e-60 e-type 60 degree c heat detector probe | 0
FireSense | OSE-HPW | OSE-HPW - Emitter - High power, wired at 24VDC | 1053.31 | OSE-HPW — OSE-HPW - Emitter - High power, wired at 24VDC (FireSense) | firesense ose-hpw ose-hpw - emitter - high power, wired at 24vdc | 0
FireSense | OSE-INST | OSID-INST - OSID Installation Kit | 359.21 | OSE-INST — OSID-INST - OSID Installation Kit (FireSense) | firesense ose-inst osid-inst - osid installation kit | 0
FireSense | OSE-SP | OSE-SP - Emitter - Standard power, battery version | 478.59 | OSE-SP — OSE-SP - Emitter - Standard power, battery version (FireSense) | firesense ose-sp ose-sp - emitter - standard power, battery version | 0
FireSense | OSE-SPW | OSE-SPW - Emitter - Standard power, wired at 24VDC | 478.59 | OSE-SPW — OSE-SPW - Emitter - Standard power, wired at 24VDC (FireSense) | firesense ose-spw ose-spw - emitter - standard power, wired at 24vdc | 0
FireSense | OSI-10 | OSI-10 - Imager - 7 degree coverage, 24VDC | 992.71 | OSI-10 — OSI-10 - Imager - 7 degree coverage, 24VDC (FireSense) | firesense osi-10 osi-10 - imager - 7 degree coverage, 24vdc | 0
FireSense | OSI-90 | OSI-90 - Imager - 80 degree coverage, 24VDC | 1023.02 | OSI-90 — OSI-90 - Imager - 80 degree coverage, 24VDC (FireSense) | firesense osi-90 osi-90 - imager - 80 degree coverage, 24vdc | 0
FireSense | SS-2012-24 | 2012/24AUSI 9-24v Photoelectric Smoke Alarm Temp-3 Sounder | 92.14 | SS-2012-24 — 2012/24AUSI 9-24v Photoelectric Smoke Alarm Temp-3 Sounder (FireSense) | firesense ss-2012-24 2012/24ausi 9-24v photoelectric smoke alarm temp-3 sounder | 0
FireSense | SS-A | S.Sensor - 5151RAUS - Conv Thermal - Rate Of Rise 63 Deg. | 37.36 | SS-A — S.Sensor - 5151RAUS - Conv Thermal - Rate Of Rise 63 Deg. (FireSense) | firesense ss-a s.sensor - 5151raus - conv thermal - rate of rise 63 deg. | 0
FireSense | SS-B | S.Sensor - 5151AUS - Conv Thermal - Fixed temp 63 Deg. | 37.36 | SS-B — S.Sensor - 5151AUS - Conv Thermal - Fixed temp 63 Deg. (FireSense) | firesense ss-b s.sensor - 5151aus - conv thermal - fixed temp 63 deg. | 0
FireSense | SS-BASE | Base for S.Sensor conventional detectors (B401) | 11.49 | SS-BASE — Base for S.Sensor conventional detectors (B401) (FireSense) | firesense ss-base base for s.sensor conventional detectors (b401) | 0
FireSense | SS-BS | 885-WP - Type B Sealed | 99.27 | SS-BS — 885-WP - Type B Sealed (FireSense) | firesense ss-bs 885-wp - type b sealed | 0
FireSense | SS-C | S.Sensor - 5151RHAUS - Conv Thermal - Rate of rise 90 Deg. | 37.36 | SS-C — S.Sensor - 5151RHAUS - Conv Thermal - Rate of rise 90 Deg. (FireSense) | firesense ss-c s.sensor - 5151rhaus - conv thermal - rate of rise 90 deg. | 0
FireSense | SS-D | S.Sensor - 5151HAUS - Conv Thermal -Fixed temp 90 Deg. | 37.36 | SS-D — S.Sensor - 5151HAUS - Conv Thermal -Fixed temp 90 Deg. (FireSense) | firesense ss-d s.sensor - 5151haus - conv thermal -fixed temp 90 deg. | 0
FireSense | SS-DST10 | Sampling tube for duct probes - 2.4m - 3.7m ducts | 50.15 | SS-DST10 — Sampling tube for duct probes - 2.4m - 3.7m ducts (FireSense) | firesense ss-dst10 sampling tube for duct probes - 2.4m - 3.7m ducts | 0
FireSense | SS-DST3 | Sampling tube for duct probes - 0.5m - 1.2m ducts | 28.74 | SS-DST3 — Sampling tube for duct probes - 0.5m - 1.2m ducts (FireSense) | firesense ss-dst3 sampling tube for duct probes - 0.5m - 1.2m ducts | 0
FireSense | SS-DST5 | Sampling tube for duct probes - 1.2m - 2.4m ducts | 36.05 | SS-DST5 — Sampling tube for duct probes - 1.2m - 2.4m ducts (FireSense) | firesense ss-dst5 sampling tube for duct probes - 1.2m - 2.4m ducts | 0
FireSense | SS-FZM1 | FLASHSCAN/CLIP Conventional Zone Module (FZM-1) | 143.69 | SS-FZM1 — FLASHSCAN/CLIP Conventional Zone Module (FZM-1) (FireSense) | firesense ss-fzm1 flashscan/clip conventional zone module (fzm-1) | 0
FireSense | SS-ISOX | FLASHSCAN/CLIP Isolator Module (ISO-X ) | 114.94 | SS-ISOX — FLASHSCAN/CLIP Isolator Module (ISO-X ) (FireSense) | firesense ss-isox flashscan/clip isolator module (iso-x ) | 0
FireSense | SS-M200-DIN | Din Rail Mounting Clip to Suit FDMR-1 | 13.58 | SS-M200-DIN — Din Rail Mounting Clip to Suit FDMR-1 (FireSense) | firesense ss-m200-din din rail mounting clip to suit fdmr-1 | 0
FireSense | SS-M200-PMB | Panel Mounting Clip to Suit FDMR-1 | 13.58 | SS-M200-PMB — Panel Mounting Clip to Suit FDMR-1 (FireSense) | firesense ss-m200-pmb panel mounting clip to suit fdmr-1 | 0
FireSense | SS-M200-SMB | Surface Mount Box to Suit FDMR-1 | 17.24 | SS-M200-SMB — Surface Mount Box to Suit FDMR-1 (FireSense) | firesense ss-m200-smb surface mount box to suit fdmr-1 | 0
FireSense | SS-M500 | FLASHSCAN/CLIP Addressable Break Glass Unit (M500) | 107.36 | SS-M500 — FLASHSCAN/CLIP Addressable Break Glass Unit (M500) (FireSense) | firesense ss-m500 flashscan/clip addressable break glass unit (m500) | 0
FireSense | SS-M500-W-IP67 | CLIP Addressable Break Glass Unit IP67 (KAC-WCP-5A-RSG) | 287.37 | SS-M500-W-IP67 — CLIP Addressable Break Glass Unit IP67 (KAC-WCP-5A-RSG) (FireSense) | firesense ss-m500-w-ip67 clip addressable break glass unit ip67 (kac-wcp-5a-rsg) | 0
FireSense | SS-M700XE | FLASHSCAN/CLIP Isolator Module (M-700XE) | 114.94 | SS-M700XE — FLASHSCAN/CLIP Isolator Module (M-700XE) (FireSense) | firesense ss-m700xe flashscan/clip isolator module (m-700xe) | 0
FireSense | SS-P | S.Sensor - Photo Optical Smoke 7% Obs/M (2151) | 67.93 | SS-P — S.Sensor - Photo Optical Smoke 7% Obs/M (2151) (FireSense) | firesense ss-p s.sensor - photo optical smoke 7% obs/m (2151) | 0
FireSense | SS-PROBE-D2 | SS-PROBE-D2-AUS Conventional 2 Wire Duct Probe with Detector | 339.09 | SS-PROBE-D2 — SS-PROBE-D2-AUS Conventional 2 Wire Duct Probe with Detector (FireSense) | firesense ss-probe-d2 ss-probe-d2-aus conventional 2 wire duct probe with detector | 0
FireSense | SS-PROBE-D4120 | SS-PROBE-D4120 Standalone 4 Wire Duct Probe with Detector | 396.04 | SS-PROBE-D4120 — SS-PROBE-D4120 Standalone 4 Wire Duct Probe with Detector (FireSense) | firesense ss-probe-d4120 ss-probe-d4120 standalone 4 wire duct probe with detector | 0
FireSense | SS-PROBE-D4120W | SS-PROBE-D4120 Standalone 4 Wire Duct Probe with Detector - IP66 | 467.1 | SS-PROBE-D4120W — SS-PROBE-D4120 Standalone 4 Wire Duct Probe with Detector - IP66 (FireSense) | firesense ss-probe-d4120w ss-probe-d4120 standalone 4 wire duct probe with detector - ip66 | 0
FireSense | SS-SMB500 | Plastic Mounting box for FLASHSCAN/CLIP modules (SMB500) | 14.38 | SS-SMB500 — Plastic Mounting box for FLASHSCAN/CLIP modules (SMB500) (FireSense) | firesense ss-smb500 plastic mounting box for flashscan/clip modules (smb500) | 0
FireSense | SS-WB1 | WB1 - Wet Base Shroud to Suit B401 & B501 Base | 64.79 | SS-WB1 — WB1 - Wet Base Shroud to Suit B401 & B501 Base (FireSense) | firesense ss-wb1 wb1 - wet base shroud to suit b401 & b501 base | 0
FireSense | SS-XP10M | FLASHSCAN/CLIP 10 way Monitored Input Module (XP10M) | 790.25 | SS-XP10M — FLASHSCAN/CLIP 10 way Monitored Input Module (XP10M) (FireSense) | firesense ss-xp10m flashscan/clip 10 way monitored input module (xp10m) | 0
FireSense | SS-XP6C | FLASHSCAN/CLIP 6 way Output Module (XP6C) | 568.46 | SS-XP6C — FLASHSCAN/CLIP 6 way Output Module (XP6C) (FireSense) | firesense ss-xp6c flashscan/clip 6 way output module (xp6c) | 0
FireSense | SS-XP6MA | FLASHSCAN/CLIP 6 Conventional Zone Interface Module (XP6MA) | 568.46 | SS-XP6MA — FLASHSCAN/CLIP 6 Conventional Zone Interface Module (XP6MA) (FireSense) | firesense ss-xp6ma flashscan/clip 6 conventional zone interface module (xp6ma) | 0
FireSense | SS-XP6R | FLASHSCAN/CLIP 6 way Relay Module (XP6R) | 474.16 | SS-XP6R — FLASHSCAN/CLIP 6 way Relay Module (XP6R) (FireSense) | firesense ss-xp6r flashscan/clip 6 way relay module (xp6r) | 0
FireSense | SSF-A-951R-BK | FST-951RAUS-BL - BLACK - FLASHSCAN 900 - ROR Thermal Detector | 92.14 | SSF-A-951R-BK — FST-951RAUS-BL - BLACK - FLASHSCAN 900 - ROR Thermal Detector (FireSense) | firesense ssf-a-951r-bk fst-951raus-bl - black - flashscan 900 - ror thermal detector | 0
FireSense | SSF-A-951R-IV | FST-951RAUS-IV - IVORY - FLASHSCAN 900 - ROR Thermal Detector | 80.62 | SSF-A-951R-IV — FST-951RAUS-IV - IVORY - FLASHSCAN 900 - ROR Thermal Detector (FireSense) | firesense ssf-a-951r-iv fst-951raus-iv - ivory - flashscan 900 - ror thermal detector | 0
FireSense | SSF-A-951R-W | FST-951RAUS - WHITE - FLASHSCAN 900 - ROR Thermal Detector | 80.62 | SSF-A-951R-W — FST-951RAUS - WHITE - FLASHSCAN 900 - ROR Thermal Detector (FireSense) | firesense ssf-a-951r-w fst-951raus - white - flashscan 900 - ror thermal detector | 0
FireSense | SSF-ADD-PROG | CP500 Programmer for Sealed Addressable Detectors | 250.78 | SSF-ADD-PROG — CP500 Programmer for Sealed Addressable Detectors (FireSense) | firesense ssf-add-prog cp500 programmer for sealed addressable detectors | 0
FireSense | SSF-AS-851R-IV | FST-851R-WP - IVORY - SEALED - FLASHSCAN ROR Thermal Detector | 135.84 | SSF-AS-851R-IV — FST-851R-WP - IVORY - SEALED - FLASHSCAN ROR Thermal Detector (FireSense) | firesense ssf-as-851r-iv fst-851r-wp - ivory - sealed - flashscan ror thermal detector | 0
FireSense | SSF-B-951-BK | FST-951AUS-BL - BLACK - FLASHSCAN 900 - Fixed Thermal Detector | 92.14 | SSF-B-951-BK — FST-951AUS-BL - BLACK - FLASHSCAN 900 - Fixed Thermal Detector (FireSense) | firesense ssf-b-951-bk fst-951aus-bl - black - flashscan 900 - fixed thermal detector | 0
FireSense | SSF-B-951-IV | FST-951AUS-IV - IVORY - FLASHSCAN 900 - Fixed Thermal Detector | 80.62 | SSF-B-951-IV — FST-951AUS-IV - IVORY - FLASHSCAN 900 - Fixed Thermal Detector (FireSense) | firesense ssf-b-951-iv fst-951aus-iv - ivory - flashscan 900 - fixed thermal detector | 0
FireSense | SSF-B-951-W | FST-951AUS - WHITE - FLASHSCAN 900 - Fixed Thermal Detector | 80.62 | SSF-B-951-W — FST-951AUS - WHITE - FLASHSCAN 900 - Fixed Thermal Detector (FireSense) | firesense ssf-b-951-w fst-951aus - white - flashscan 900 - fixed thermal detector | 0
FireSense | SSF-BASE-BK | B501AUS-BK - BLACK - Base for FLASHSCAN Detectors | 22.99 | SSF-BASE-BK — B501AUS-BK - BLACK - Base for FLASHSCAN Detectors (FireSense) | firesense ssf-base-bk b501aus-bk - black - base for flashscan detectors | 0
FireSense | SSF-BASE-IV | B501AUS-IV - IVORY - Base for FLASHSCAN Detectors | 8.79 | SSF-BASE-IV — B501AUS-IV - IVORY - Base for FLASHSCAN Detectors (FireSense) | firesense ssf-base-iv b501aus-iv - ivory - base for flashscan detectors | 0
FireSense | SSF-BASE-W | B501AUS-W - WHITE - Base for FLASHSCAN Detectors | 8.79 | SSF-BASE-W — B501AUS-W - WHITE - Base for FLASHSCAN Detectors (FireSense) | firesense ssf-base-w b501aus-w - white - base for flashscan detectors | 0
FireSense | SSF-BS-851-IV | FST-851-WP - IVORY - SEALED - FLASHSCAN Fixed Temp Detector | 143.69 | SSF-BS-851-IV — FST-851-WP - IVORY - SEALED - FLASHSCAN Fixed Temp Detector (FireSense) | firesense ssf-bs-851-iv fst-851-wp - ivory - sealed - flashscan fixed temp detector | 0
FireSense | SSF-D-951H-IV | FST-951HAUS-IV - IVORY - FLASHSCAN 900 - High Temp Detector | 86.38 | SSF-D-951H-IV — FST-951HAUS-IV - IVORY - FLASHSCAN 900 - High Temp Detector (FireSense) | firesense ssf-d-951h-iv fst-951haus-iv - ivory - flashscan 900 - high temp detector | 0
FireSense | SSF-D-951H-W | FST-951HAUS - WHITE - FLASHSCAN 900 - High Temp Detector | 86.38 | SSF-D-951H-W — FST-951HAUS - WHITE - FLASHSCAN 900 - High Temp Detector (FireSense) | firesense ssf-d-951h-w fst-951haus - white - flashscan 900 - high temp detector | 0
FireSense | SSF-FCM1 | FCM-1 - FLASHSCAN/CLIP Supervised Control Module | 107.62 | SSF-FCM1 — FCM-1 - FLASHSCAN/CLIP Supervised Control Module (FireSense) | firesense ssf-fcm1 fcm-1 - flashscan/clip supervised control module | 0
FireSense | SSF-FDMR1 | FDMR-1 - FLASHSCAN 2 Input 2 Relay Output Module | 301.74 | SSF-FDMR1 — FDMR-1 - FLASHSCAN 2 Input 2 Relay Output Module (FireSense) | firesense ssf-fdmr1 fdmr-1 - flashscan 2 input 2 relay output module | 0
FireSense | SSF-FMM1 | FLASHSCAN Monitor Module (FMM-1) | 107.62 | SSF-FMM1 — FLASHSCAN Monitor Module (FMM-1) (FireSense) | firesense ssf-fmm1 flashscan monitor module (fmm-1) | 0
FireSense | SSF-FMM101 | FLASHSCAN Mini Monitor Module (FMM-101) | 86.21 | SSF-FMM101 — FLASHSCAN Mini Monitor Module (FMM-101) (FireSense) | firesense ssf-fmm101 flashscan mini monitor module (fmm-101) | 0
FireSense | SSF-FRM1 | FRM-1 - FLASHSCAN/CLIP Relay Control Module | 107.62 | SSF-FRM1 — FRM-1 - FLASHSCAN/CLIP Relay Control Module (FireSense) | firesense ssf-frm1 frm-1 - flashscan/clip relay control module | 0
FireSense | SSF-ISOBASE-IV | B501BI-IV (B5241-EFT-1-IV) - IVORY - ISOLATOR Base | 43.1 | SSF-ISOBASE-IV — B501BI-IV (B5241-EFT-1-IV) - IVORY - ISOLATOR Base (FireSense) | firesense ssf-isobase-iv b501bi-iv (b5241-eft-1-iv) - ivory - isolator base | 0
FireSense | SSF-ISOBASE-W | B501BI-W (B5241-EFT-1W) - WHITE - ISOLATOR Base | 50.15 | SSF-ISOBASE-W — B501BI-W (B5241-EFT-1W) - WHITE - ISOLATOR Base (FireSense) | firesense ssf-isobase-w b501bi-w (b5241-eft-1w) - white - isolator base | 0
FireSense | SSF-OSI-RI | FS-OSI-RI Addressable Beam Detector | 1436.82 | SSF-OSI-RI — FS-OSI-RI Addressable Beam Detector (FireSense) | firesense ssf-osi-ri fs-osi-ri addressable beam detector | 0
FireSense | SSF-P-951-BK | FSP-951AUS-BL - BLACK - FLASHSCAN 900 - Photo Optical Detector | 92.14 | SSF-P-951-BK — FSP-951AUS-BL - BLACK - FLASHSCAN 900 - Photo Optical Detector (FireSense) | firesense ssf-p-951-bk fsp-951aus-bl - black - flashscan 900 - photo optical detector | 0
FireSense | SSF-P-951-IV | FSP-951AUS-IV - IVORY - FLASHSCAN 900 - Photo Optical Detector | 85.25 | SSF-P-951-IV — FSP-951AUS-IV - IVORY - FLASHSCAN 900 - Photo Optical Detector (FireSense) | firesense ssf-p-951-iv fsp-951aus-iv - ivory - flashscan 900 - photo optical detector | 0
FireSense | SSF-P-951-W | FSP-951AUS - WHITE - FLASHSCAN 900 - Photo Optical Detector | 80.62 | SSF-P-951-W — FSP-951AUS - WHITE - FLASHSCAN 900 - Photo Optical Detector (FireSense) | firesense ssf-p-951-w fsp-951aus - white - flashscan 900 - photo optical detector | 0
FireSense | SSF-PROBE-DNR | SSF-PROBE-DNR Addressable Duct Probe without Detector | 244.26 | SSF-PROBE-DNR — SSF-PROBE-DNR Addressable Duct Probe without Detector (FireSense) | firesense ssf-probe-dnr ssf-probe-dnr addressable duct probe without detector | 0
FireSense | SSF-PROBE-DNRW | SSF-PROBE-DNR Addressable Duct Probe without Detector - IP66 | 316.1 | SSF-PROBE-DNRW — SSF-PROBE-DNR Addressable Duct Probe without Detector - IP66 (FireSense) | firesense ssf-probe-dnrw ssf-probe-dnr addressable duct probe without detector - ip66 | 0
FireSense | SSF-PTI-951-IV | FPTI-951AUS-IV - IVORY - FLASHSCAN 900 - Photo Thermal IR Detector | 147.44 | SSF-PTI-951-IV — FPTI-951AUS-IV - IVORY - FLASHSCAN 900 - Photo Thermal IR Detector (FireSense) | firesense ssf-pti-951-iv fpti-951aus-iv - ivory - flashscan 900 - photo thermal ir detector | 0
FireSense | SSF-PTI-951-W | FPTI-951AUS - WHITE - FLASHSCAN 900 - Photo Thermal IR Detector | 138.22 | SSF-PTI-951-W — FPTI-951AUS - WHITE - FLASHSCAN 900 - Photo Thermal IR Detector (FireSense) | firesense ssf-pti-951-w fpti-951aus - white - flashscan 900 - photo thermal ir detector | 0
FireSense | FR-0.75-2C | Fire Rated Cable - 0.75mm - 2 Core | 2.44 | FR-0.75-2C — Fire Rated Cable - 0.75mm - 2 Core (FireSense) | firesense fr-0.75-2c fire rated cable - 0.75mm - 2 core | 0
FireSense | FR-0.75-2C-250 | Fire Rated Cable - 0.75mm - 2 Core - 250m Roll | 610 | FR-0.75-2C-250 — Fire Rated Cable - 0.75mm - 2 Core - 250m Roll (FireSense) | firesense fr-0.75-2c-250 fire rated cable - 0.75mm - 2 core - 250m roll | 0
FireSense | FR-0.75-2C-500 | Fire Rated Cable - 0.75mm - 2 Core - 500m Roll | 1220 | FR-0.75-2C-500 — Fire Rated Cable - 0.75mm - 2 Core - 500m Roll (FireSense) | firesense fr-0.75-2c-500 fire rated cable - 0.75mm - 2 core - 500m roll | 0
FireSense | FR-1.00-2C | Fire Rated Cable - 1.00mm - 2 Core | 2.37 | FR-1.00-2C — Fire Rated Cable - 1.00mm - 2 Core (FireSense) | firesense fr-1.00-2c fire rated cable - 1.00mm - 2 core | 0
FireSense | FR-1.00-2C-250 | Fire Rated Cable - 1.00mm - 2 Core - 250m Roll | 592.5 | FR-1.00-2C-250 — Fire Rated Cable - 1.00mm - 2 Core - 250m Roll (FireSense) | firesense fr-1.00-2c-250 fire rated cable - 1.00mm - 2 core - 250m roll | 0
FireSense | FR-1.00-2C-500 | Fire Rated Cable - 1.00mm - 2 Core - 500m Roll | 1185 | FR-1.00-2C-500 — Fire Rated Cable - 1.00mm - 2 Core - 500m Roll (FireSense) | firesense fr-1.00-2c-500 fire rated cable - 1.00mm - 2 core - 500m roll | 0
FireSense | FR-1.50-2C | Fire Rated Cable - 1.50mm - 2 Core | 2.75 | FR-1.50-2C — Fire Rated Cable - 1.50mm - 2 Core (FireSense) | firesense fr-1.50-2c fire rated cable - 1.50mm - 2 core | 0
FireSense | FR-1.50-2C-250 | Fire Rated Cable - 1.50mm - 2 Core - 250m Roll | 687.5 | FR-1.50-2C-250 — Fire Rated Cable - 1.50mm - 2 Core - 250m Roll (FireSense) | firesense fr-1.50-2c-250 fire rated cable - 1.50mm - 2 core - 250m roll | 0
FireSense | FR-1.50-2C-500 | Fire Rated Cable - 1.50mm - 2 Core - 500m Roll | 1375 | FR-1.50-2C-500 — Fire Rated Cable - 1.50mm - 2 Core - 500m Roll (FireSense) | firesense fr-1.50-2c-500 fire rated cable - 1.50mm - 2 core - 500m roll | 0
FireSense | FR-2.50-2C | Fire Rated Cable - 2.50mm - 2 Core | 5.43 | FR-2.50-2C — Fire Rated Cable - 2.50mm - 2 Core (FireSense) | firesense fr-2.50-2c fire rated cable - 2.50mm - 2 core | 0
FireSense | FR-2.50-2C-250 | Fire Rated Cable - 2.50mm - 2 Core - 250m Roll | 1358.3 | FR-2.50-2C-250 — Fire Rated Cable - 2.50mm - 2 Core - 250m Roll (FireSense) | firesense fr-2.50-2c-250 fire rated cable - 2.50mm - 2 core - 250m roll | 0
FireSense | FR-2.50-2C-500 | Fire Rated Cable - 2.50mm - 2 Core - 500m Roll | 2716.6 | FR-2.50-2C-500 — Fire Rated Cable - 2.50mm - 2 Core - 500m Roll (FireSense) | firesense fr-2.50-2c-500 fire rated cable - 2.50mm - 2 core - 500m roll | 0
FireSense | FR-4.00-2C | Fire Rated Cable - 4.00mm - 2 Core | 7.8 | FR-4.00-2C — Fire Rated Cable - 4.00mm - 2 Core (FireSense) | firesense fr-4.00-2c fire rated cable - 4.00mm - 2 core | 0
FireSense | FR-6.00-2C | Fire Rated Cable - 6.00mm - 2 Core | 9.69 | FR-6.00-2C — Fire Rated Cable - 6.00mm - 2 Core (FireSense) | firesense fr-6.00-2c fire rated cable - 6.00mm - 2 core | 0
FireSense | FR-0.75-2CS | Fire Rated Cable - 0.75mm - 2 Core Screened | 4.17 | FR-0.75-2CS — Fire Rated Cable - 0.75mm - 2 Core Screened (FireSense) | firesense fr-0.75-2cs fire rated cable - 0.75mm - 2 core screened | 0
FireSense | FR-0.75-2CS-250 | Fire Rated Cable - 0.75mm - 2 Core Screened - 250m Roll | 1042.1 | FR-0.75-2CS-250 — Fire Rated Cable - 0.75mm - 2 Core Screened - 250m Roll (FireSense) | firesense fr-0.75-2cs-250 fire rated cable - 0.75mm - 2 core screened - 250m roll | 0
FireSense | FR-0.75-2CS-500 | Fire Rated Cable - 0.75mm - 2 Core Screened - 500m Roll | 2084.2 | FR-0.75-2CS-500 — Fire Rated Cable - 0.75mm - 2 Core Screened - 500m Roll (FireSense) | firesense fr-0.75-2cs-500 fire rated cable - 0.75mm - 2 core screened - 500m roll | 0
FireSense | FR-1.50-2CS | Fire Rated Cable - 1.50mm - 2 Core Screened | 4.5 | FR-1.50-2CS — Fire Rated Cable - 1.50mm - 2 Core Screened (FireSense) | firesense fr-1.50-2cs fire rated cable - 1.50mm - 2 core screened | 0
FireSense | FR-1.50-2CS-250 | Fire Rated Cable - 1.50mm - 2 Core Screened - 250m Roll | 1125.4 | FR-1.50-2CS-250 — Fire Rated Cable - 1.50mm - 2 Core Screened - 250m Roll (FireSense) | firesense fr-1.50-2cs-250 fire rated cable - 1.50mm - 2 core screened - 250m roll | 0
FireSense | FR-1.50-2CS-500 | Fire Rated Cable - 1.50mm - 2 Core Screened - 500m Roll | 2250.8 | FR-1.50-2CS-500 — Fire Rated Cable - 1.50mm - 2 Core Screened - 500m Roll (FireSense) | firesense fr-1.50-2cs-500 fire rated cable - 1.50mm - 2 core screened - 500m roll | 0
FireSense | FR-2.50-2CS | Fire Rated Cable - 2.50mm - 2 Core Screened | 6.35 | FR-2.50-2CS — Fire Rated Cable - 2.50mm - 2 Core Screened (FireSense) | firesense fr-2.50-2cs fire rated cable - 2.50mm - 2 core screened | 0
FireSense | FR-0.75-2CW | Fire Rated Cable - 0.75mm - 2 Core with White Stripe | 2.64 | FR-0.75-2CW — Fire Rated Cable - 0.75mm - 2 Core with White Stripe (FireSense) | firesense fr-0.75-2cw fire rated cable - 0.75mm - 2 core with white stripe | 0
FireSense | FR-0.75-2CW-250 | Fire Rated Cable - 0.75mm - 2 Core with White Stripe - 250m Roll | 660 | FR-0.75-2CW-250 — Fire Rated Cable - 0.75mm - 2 Core with White Stripe - 250m Roll (FireSense) | firesense fr-0.75-2cw-250 fire rated cable - 0.75mm - 2 core with white stripe - 250m roll | 0
FireSense | FR-0.75-2CW-500 | Fire Rated Cable - 0.75mm - 2 Core with White Stripe - 500m Roll | 1320 | FR-0.75-2CW-500 — Fire Rated Cable - 0.75mm - 2 Core with White Stripe - 500m Roll (FireSense) | firesense fr-0.75-2cw-500 fire rated cable - 0.75mm - 2 core with white stripe - 500m roll | 0
FireSense | FR-1.00-2CW | Fire Rated Cable - 1.00mm - 2 Core with White Stripe | 2.54 | FR-1.00-2CW — Fire Rated Cable - 1.00mm - 2 Core with White Stripe (FireSense) | firesense fr-1.00-2cw fire rated cable - 1.00mm - 2 core with white stripe | 0
FireSense | FR-1.00-2CW-250 | Fire Rated Cable - 1.00mm - 2 Core with White Stripe - 250m Roll | 635 | FR-1.00-2CW-250 — Fire Rated Cable - 1.00mm - 2 Core with White Stripe - 250m Roll (FireSense) | firesense fr-1.00-2cw-250 fire rated cable - 1.00mm - 2 core with white stripe - 250m roll | 0
FireSense | FR-1.00-2CW-500 | Fire Rated Cable - 1.00mm - 2 Core with White Stripe - 500m Roll | 1270 | FR-1.00-2CW-500 — Fire Rated Cable - 1.00mm - 2 Core with White Stripe - 500m Roll (FireSense) | firesense fr-1.00-2cw-500 fire rated cable - 1.00mm - 2 core with white stripe - 500m roll | 0
FireSense | FR-1.50-2CW | Fire Rated Cable - 1.50mm - 2 Core with White Stripe | 2.77 | FR-1.50-2CW — Fire Rated Cable - 1.50mm - 2 Core with White Stripe (FireSense) | firesense fr-1.50-2cw fire rated cable - 1.50mm - 2 core with white stripe | 0
FireSense | FR-1.50-2CW-250 | Fire Rated Cable - 1.50mm - 2 Core with White Stripe - 250m Roll | 692.5 | FR-1.50-2CW-250 — Fire Rated Cable - 1.50mm - 2 Core with White Stripe - 250m Roll (FireSense) | firesense fr-1.50-2cw-250 fire rated cable - 1.50mm - 2 core with white stripe - 250m roll | 0
FireSense | FR-1.50-2CW-500 | Fire Rated Cable - 1.50mm - 2 Core with White Stripe - 500m Roll | 1385 | FR-1.50-2CW-500 — Fire Rated Cable - 1.50mm - 2 Core with White Stripe - 500m Roll (FireSense) | firesense fr-1.50-2cw-500 fire rated cable - 1.50mm - 2 core with white stripe - 500m roll | 0
FireSense | FR-0.75-10C | Fire Rated Cable - 0.75mm - 10 Core - (5 pair) | 16.17 | FR-0.75-10C — Fire Rated Cable - 0.75mm - 10 Core - (5 pair) (FireSense) | firesense fr-0.75-10c fire rated cable - 0.75mm - 10 core - (5 pair) | 0
FireSense | FR-0.75-3C | Fire Rated Cable - 0.75mm - 3 Core | 3.07 | FR-0.75-3C — Fire Rated Cable - 0.75mm - 3 Core (FireSense) | firesense fr-0.75-3c fire rated cable - 0.75mm - 3 core | 0
FireSense | FR-0.75-3C-500 | Fire Rated Cable - 0.75mm - 3 Core - 500m Roll | 1533.4 | FR-0.75-3C-500 — Fire Rated Cable - 0.75mm - 3 Core - 500m Roll (FireSense) | firesense fr-0.75-3c-500 fire rated cable - 0.75mm - 3 core - 500m roll | 0
FireSense | FR-0.75-4CS | Fire Rated Cable - 0.75mm - 4 Core Screened | 7.85 | FR-0.75-4CS — Fire Rated Cable - 0.75mm - 4 Core Screened (FireSense) | firesense fr-0.75-4cs fire rated cable - 0.75mm - 4 core screened | 0
FireSense | FR-1.50-10C | Fire Rated Cable - 1.50mm - 10 Core | 19.71 | FR-1.50-10C — Fire Rated Cable - 1.50mm - 10 Core (FireSense) | firesense fr-1.50-10c fire rated cable - 1.50mm - 10 core | 0
FireSense | FR-1.50-1C-R-500 | Fire Rated Cable - 1.50mm - 1 Core - Red - 500m Roll | 811.24 | FR-1.50-1C-R-500 — Fire Rated Cable - 1.50mm - 1 Core - Red - 500m Roll (FireSense) | firesense fr-1.50-1c-r-500 fire rated cable - 1.50mm - 1 core - red - 500m roll | 0
FireSense | FR-1.50-1C-W-500 | Fire Rated Cable - 1.50mm - 1 Core - White - 500m Roll | 811.24 | FR-1.50-1C-W-500 — Fire Rated Cable - 1.50mm - 1 Core - White - 500m Roll (FireSense) | firesense fr-1.50-1c-w-500 fire rated cable - 1.50mm - 1 core - white - 500m roll | 0
FireSense | FR-1.50-4C | Fire Rated Cable - 1.50mm - 4 Core | 6.47 | FR-1.50-4C — Fire Rated Cable - 1.50mm - 4 Core (FireSense) | firesense fr-1.50-4c fire rated cable - 1.50mm - 4 core | 0
FireSense | FR-1.50-4C-250 | Fire Rated Cable - 1.50mm - 4 Core - 250m Roll | 1616.7 | FR-1.50-4C-250 — Fire Rated Cable - 1.50mm - 4 Core - 250m Roll (FireSense) | firesense fr-1.50-4c-250 fire rated cable - 1.50mm - 4 core - 250m roll | 0
FireSense | FR-1.50-4C-500 | Fire Rated Cable - 1.50mm - 4 Core - 500m Roll | 3233.4 | FR-1.50-4C-500 — Fire Rated Cable - 1.50mm - 4 Core - 500m Roll (FireSense) | firesense fr-1.50-4c-500 fire rated cable - 1.50mm - 4 core - 500m roll | 0
FireSense | FR-1.50-4CS | Fire Rated Cable - 1.50mm - 4 Core Screened | 8.53 | FR-1.50-4CS — Fire Rated Cable - 1.50mm - 4 Core Screened (FireSense) | firesense fr-1.50-4cs fire rated cable - 1.50mm - 4 core screened | 0
FireSense | FR-1.50-4CS-250 | Fire Rated Cable - 1.50mm - 4 Core Screened - 250m Roll | 2133.5 | FR-1.50-4CS-250 — Fire Rated Cable - 1.50mm - 4 Core Screened - 250m Roll (FireSense) | firesense fr-1.50-4cs-250 fire rated cable - 1.50mm - 4 core screened - 250m roll | 0
FireSense | FR-1.50-6C | Fire Rated Cable - 1.50mm - 6 Core | 11.32 | FR-1.50-6C — Fire Rated Cable - 1.50mm - 6 Core (FireSense) | firesense fr-1.50-6c fire rated cable - 1.50mm - 6 core | 0
FireSense | FR-0.75-8CS | Fire Rated Cable - 0.75mm - 8 Core Screened | 12.36 | FR-0.75-8CS — Fire Rated Cable - 0.75mm - 8 Core Screened (FireSense) | firesense fr-0.75-8cs fire rated cable - 0.75mm - 8 core screened | 0
FireSense | FR-1.50-2CX | Fire Rated Cable - 1.50mm - 2 Core - Comms -16 Twists pm | 4.1 | FR-1.50-2CX — Fire Rated Cable - 1.50mm - 2 Core - Comms -16 Twists pm (FireSense) | firesense fr-1.50-2cx fire rated cable - 1.50mm - 2 core - comms -16 twists pm | 0
FireSense | FR-1.50-2CX-500 | Fire Rated Cable - 1.50mm - 2 Core - Comms - 500m Roll | 2050 | FR-1.50-2CX-500 — Fire Rated Cable - 1.50mm - 2 Core - Comms - 500m Roll (FireSense) | firesense fr-1.50-2cx-500 fire rated cable - 1.50mm - 2 core - comms - 500m roll | 0
FireSense | STI-1280 | STI-1280 Weather Stopper Back Plate for STI-3150 Increases to IP54 | 55 | STI-1280 — STI-1280 Weather Stopper Back Plate for STI-3150 Increases to IP54 (FireSense) | firesense sti-1280 sti-1280 weather stopper back plate for sti-3150 increases to ip54 | 0
FireSense | STI-3002 | STI-3002 Weather Stopper Gasket for STI-3150 Increases to IP54 | 30 | STI-3002 — STI-3002 Weather Stopper Gasket for STI-3150 Increases to IP54 (FireSense) | firesense sti-3002 sti-3002 weather stopper gasket for sti-3150 increases to ip54 | 0
FireSense | VSP-PIP-024 | PIP-024 - Non Return Valve for Pipework | 90 | VSP-PIP-024 — PIP-024 - Non Return Valve for Pipework (FireSense) | firesense vsp-pip-024 pip-024 - non return valve for pipework | 0
FireSense | VSP-PURG-2 | FAAST Purging System AFE70-2 (Low Flow) | 1750 | VSP-PURG-2 — FAAST Purging System AFE70-2 (Low Flow) (FireSense) | firesense vsp-purg-2 faast purging system afe70-2 (low flow) | 0
FireSense | VSP-PURG-3 | FAAST Purging System AFE70-3 (High Flow and sub-zero temperatures) | 2450 | VSP-PURG-3 — FAAST Purging System AFE70-3 (High Flow and sub-zero temperatures) (FireSense) | firesense vsp-purg-3 faast purging system afe70-3 (high flow and sub-zero temperatures) | 0
FireSense | 1600-650-11A | FS-1600, 8 Zone, PS-11, In 650 Cabinet | 1419.08 | 1600-650-11A — FS-1600, 8 Zone, PS-11, In 650 Cabinet (FireSense) | firesense 1600-650-11a fs-1600, 8 zone, ps-11, in 650 cabinet | 0
FireSense | 1600-650-11A-G | FS-1600, 8 Zone, PS-11, Gas Module with Stop Gas, In 650 Cabinet | 2465.58 | 1600-650-11A-G — FS-1600, 8 Zone, PS-11, Gas Module with Stop Gas, In 650 Cabinet (FireSense) | firesense 1600-650-11a-g fs-1600, 8 zone, ps-11, gas module with stop gas, in 650 cabinet | 0
FireSense | 1600-650-5A | FS-1600, 8 Zone, PS-5, In 650 Cabinet | 1195.43 | 1600-650-5A — FS-1600, 8 Zone, PS-5, In 650 Cabinet (FireSense) | firesense 1600-650-5a fs-1600, 8 zone, ps-5, in 650 cabinet | 0
FireSense | 1600-650-5A-30WDA2 | FS-1600, 8 Zone, PS-5, 30w DA2 OWS, Mic, In 650 Cabinet | 2053.97 | 1600-650-5A-30WDA2 — FS-1600, 8 Zone, PS-5, 30w DA2 OWS, Mic, In 650 Cabinet (FireSense) | firesense 1600-650-5a-30wda2 fs-1600, 8 zone, ps-5, 30w da2 ows, mic, in 650 cabinet | 0
FireSense | 1600-900-11A | FS-1600, 8 Zone, PS-11, In 900 Cabinet | 1867.86 | 1600-900-11A — FS-1600, 8 Zone, PS-11, In 900 Cabinet (FireSense) | firesense 1600-900-11a fs-1600, 8 zone, ps-11, in 900 cabinet | 0
FireSense | 1600-AEM-ZM8 | FS-1600 - AEM-ZM8 Remote LED mimic expansion annuciator 9-16 zones | 343.68 | 1600-AEM-ZM8 — FS-1600 - AEM-ZM8 Remote LED mimic expansion annuciator 9-16 zones (FireSense) | firesense 1600-aem-zm8 fs-1600 - aem-zm8 remote led mimic expansion annuciator 9-16 zones | 0
FireSense | 1600-LABEL-KIT | FS-1600 - Zone label kit | 127.16 | 1600-LABEL-KIT — FS-1600 - Zone label kit (FireSense) | firesense 1600-label-kit fs-1600 - zone label kit | 0
FireSense | 1600-ZEM-8 | FS-1600 - ZEM-8 - 8 Zone expansion module | 448.27 | 1600-ZEM-8 — FS-1600 - ZEM-8 - 8 Zone expansion module (FireSense) | firesense 1600-zem-8 fs-1600 - zem-8 - 8 zone expansion module | 0
FireSense | 1668X2 | Dual Conventional 1668 control and Indication on PCB | 533.46 | 1668X2 — Dual Conventional 1668 control and Indication on PCB (FireSense) | firesense 1668x2 dual conventional 1668 control and indication on pcb | 0
FireSense | 3030&VE-USB-CABLE | 3030 and VESDA-E series USB Programming Cable - 3.0M | 29.89 | 3030&VE-USB-CABLE — 3030 and VESDA-E series USB Programming Cable - 3.0M (FireSense) | firesense 3030&ve-usb-cable 3030 and vesda-e series usb programming cable - 3.0m | 0
FireSense | 3030-650-11A | 3030 1 Loop, PS-11, Display, In 650 Window Cabinet | 4049.52 | 3030-650-11A — 3030 1 Loop, PS-11, Display, In 650 Window Cabinet (FireSense) | firesense 3030-650-11a 3030 1 loop, ps-11, display, in 650 window cabinet | 0
FireSense | 3030-650-11A-G | 3030 1 Loop PS-11 Display Gas Module with Stop Gas In 650 Cabinet | 5379.44 | 3030-650-11A-G — 3030 1 Loop PS-11 Display Gas Module with Stop Gas In 650 Cabinet (FireSense) | firesense 3030-650-11a-g 3030 1 loop ps-11 display gas module with stop gas in 650 cabinet | 0
FireSense | 3030-650-5A | 3030 1 Loop, PS-5, Display, In 650 Window Cabinet | 3639.84 | 3030-650-5A — 3030 1 Loop, PS-5, Display, In 650 Window Cabinet (FireSense) | firesense 3030-650-5a 3030 1 loop, ps-5, display, in 650 window cabinet | 0
FireSense | 3030-650-5A-30WDA2 | 3030 1 Loop, PS-5, Display, 30w DA2 OWS, Mic In 650 Window Cabinet | 3597.16 | 3030-650-5A-30WDA2 — 3030 1 Loop, PS-5, Display, 30w DA2 OWS, Mic In 650 Window Cabinet (FireSense) | firesense 3030-650-5a-30wda2 3030 1 loop, ps-5, display, 30w da2 ows, mic in 650 window cabinet | 0
FireSense | 3030-900-11A | 3030 1 Loop, PS-11, Display, In 900 Window Cabinet | 4357.9 | 3030-900-11A — 3030 1 Loop, PS-11, Display, In 900 Window Cabinet (FireSense) | firesense 3030-900-11a 3030 1 loop, ps-11, display, in 900 window cabinet | 0
FireSense | 3030-900-11A-G | 3030 1 Loop PS-11 Display Gas Module with Stop Gas In 900 Cabinet | 5618.53 | 3030-900-11A-G — 3030 1 Loop PS-11 Display Gas Module with Stop Gas In 900 Cabinet (FireSense) | firesense 3030-900-11a-g 3030 1 loop ps-11 display gas module with stop gas in 900 cabinet | 0
FireSense | 3030-900-5A | 3030 1 Loop, PS-5, Display, In 900 Window Cabinet | 4124.24 | 3030-900-5A — 3030 1 Loop, PS-5, Display, In 900 Window Cabinet (FireSense) | firesense 3030-900-5a 3030 1 loop, ps-5, display, in 900 window cabinet | 0
FireSense | 3030-ACM-24AT | ACM-24AT - Control annunciator 24 buttons, 48 LED indications | 821.86 | 3030-ACM-24AT — ACM-24AT - Control annunciator 24 buttons, 48 LED indications (FireSense) | firesense 3030-acm-24at acm-24at - control annunciator 24 buttons, 48 led indications | 0
FireSense | 3030-ACM-48A | ACM-48A - Annunciator (control) 48 x LED indications | 672.44 | 3030-ACM-48A — ACM-48A - Annunciator (control) 48 x LED indications (FireSense) | firesense 3030-acm-48a acm-48a - annunciator (control) 48 x led indications | 0
FireSense | 3030-AEM-24AT | AEM-24AT - Expansion annunciator 24 buttons, 48 LED indications | 747.15 | 3030-AEM-24AT — AEM-24AT - Expansion annunciator 24 buttons, 48 LED indications (FireSense) | firesense 3030-aem-24at aem-24at - expansion annunciator 24 buttons, 48 led indications | 0
FireSense | 3030-AEM-48A | AEM-48A - Annunciator (expander) 48 x LED indications | 597.72 | 3030-AEM-48A — AEM-48A - Annunciator (expander) 48 x LED indications (FireSense) | firesense 3030-aem-48a aem-48a - annunciator (expander) 48 x led indications | 0
FireSense | 3030-BB-18U | 3030-BB-18U - Battery box to suit 18U Fire Panel - Black | 565.12 | 3030-BB-18U — 3030-BB-18U - Battery box to suit 18U Fire Panel - Black (FireSense) | firesense 3030-bb-18u 3030-bb-18u - battery box to suit 18u fire panel - black | 0
FireSense | 3030-BB-28U | 3030-BB-28U - Battery box to suit 28U or 40U Fire Panel - Black | 565.12 | 3030-BB-28U — 3030-BB-28U - Battery box to suit 28U or 40U Fire Panel - Black (FireSense) | firesense 3030-bb-28u 3030-bb-28u - battery box to suit 28u or 40u fire panel - black | 0
FireSense | 3030-CPU2 | CPU2-3030AU - AFP-3030 CPU | 2303.7 | 3030-CPU2 — CPU2-3030AU - AFP-3030 CPU (FireSense) | firesense 3030-cpu2 cpu2-3030au - afp-3030 cpu | 0
FireSense | 3030-DISPLAY | DISP-3030AU - Display module for AFP-3030 | 747.15 | 3030-DISPLAY — DISP-3030AU - Display module for AFP-3030 (FireSense) | firesense 3030-display disp-3030au - display module for afp-3030 | 0
FireSense | 3030-LCD2-80 | LCD2-80 - 80 character LCD remote mimic panel | 1195.43 | 3030-LCD2-80 — LCD2-80 - 80 character LCD remote mimic panel (FireSense) | firesense 3030-lcd2-80 lcd2-80 - 80 character lcd remote mimic panel | 0
FireSense | 3030-LDM-32 | LDM-32 - Lamp Driver Module (control) | 672.44 | 3030-LDM-32 — LDM-32 - Lamp Driver Module (control) (FireSense) | firesense 3030-ldm-32 ldm-32 - lamp driver module (control) | 0
FireSense | 3030-LDM-E32 | LDM-E32 - Lamp Driver Module (expander) | 597.72 | 3030-LDM-E32 — LDM-E32 - Lamp Driver Module (expander) (FireSense) | firesense 3030-ldm-e32 ldm-e32 - lamp driver module (expander) | 0
FireSense | 3030-NCA2 | CPU2-NCA2AU - NCA-2(AU) CPU | 2241.42 | 3030-NCA2 — CPU2-NCA2AU - NCA-2(AU) CPU (FireSense) | firesense 3030-nca2 cpu2-nca2au - nca-2(au) cpu | 0
FireSense | 3030-SCE-8A | SCE-8A - Smoke control Annunciator (expander) 8 x switch groups | 1045.99 | 3030-SCE-8A — SCE-8A - Smoke control Annunciator (expander) 8 x switch groups (FireSense) | firesense 3030-sce-8a sce-8a - smoke control annunciator (expander) 8 x switch groups | 0
FireSense | 3030-SCE-8L | SCE-8L - Smoke Control Module Expander 8 x switch groups | 1124.8 | 3030-SCE-8L — SCE-8L - Smoke Control Module Expander 8 x switch groups (FireSense) | firesense 3030-sce-8l sce-8l - smoke control module expander 8 x switch groups | 0
FireSense | 3030-SCS-8A | SCS-8A - Smoke Control Annunciator (control) 8 x switch groups | 1124.8 | 3030-SCS-8A — SCS-8A - Smoke Control Annunciator (control) 8 x switch groups (FireSense) | firesense 3030-scs-8a scs-8a - smoke control annunciator (control) 8 x switch groups | 0
FireSense | 3030-SCS-8LA | SCS-8LA - Smoke Control Module 8 x switch groups | 1124.8 | 3030-SCS-8LA — SCS-8LA - Smoke Control Module 8 x switch groups (FireSense) | firesense 3030-scs-8la scs-8la - smoke control module 8 x switch groups | 0
FireSense | BI-ARE-C | BI-ARE-C interface to suit Centaur I or II (Not Cube) | 224.14 | BI-ARE-C — BI-ARE-C interface to suit Centaur I or II (Not Cube) (FireSense) | firesense bi-are-c bi-are-c interface to suit centaur i or ii (not cube) | 0
FireSense | BI-ARE-CR | BI-ARE-CR interface to suit Code Red, Almos (Shallow) | 224.14 | BI-ARE-CR — BI-ARE-CR interface to suit Code Red, Almos (Shallow) (FireSense) | firesense bi-are-cr bi-are-cr interface to suit code red, almos (shallow) | 0
FireSense | BI-ARE-R | BI-ARE-R interface to suit Romteck Almos (deep) & Centaur II Cube | 224.14 | BI-ARE-R — BI-ARE-R interface to suit Romteck Almos (deep) & Centaur II Cube (FireSense) | firesense bi-are-r bi-are-r interface to suit romteck almos (deep) & centaur ii cube | 0
FireSense | CAB-3030-28U | 28U Cabinet Black (1330 H x 610 W x 380 D) with inner door and gear plate | 2472.92 | CAB-3030-28U — 28U Cabinet Black (1330 H x 610 W x 380 D) with inner door and gear plate (FireSense) | firesense cab-3030-28u 28u cabinet black (1330 h x 610 w x 380 d) with inner door and gear plate | 0
FireSense | CAB-3030-40U | 40U Cabinet Black (1865 H x 610 W x 380 D) with inner door and gear plate | 2770.01 | CAB-3030-40U — 40U Cabinet Black (1865 H x 610 W x 380 D) with inner door and gear plate (FireSense) | firesense cab-3030-40u 40u cabinet black (1865 h x 610 w x 380 d) with inner door and gear plate | 0
FireSense | CAB-650-BB-BK | Battery Box to suit CAB-650/900 BLACK (Suits batts upto 45A/H) | 448.27 | CAB-650-BB-BK — Battery Box to suit CAB-650/900 BLACK (Suits batts upto 45A/H) (FireSense) | firesense cab-650-bb-bk battery box to suit cab-650/900 black (suits batts upto 45a/h) | 0
FireSense | ECS-16-WIP-EXT | FP2012 : FP QE20 16 WIP EXTENDER MODULE (8 Zones fitted Only) | 1054.18 | ECS-16-WIP-EXT — FP2012 : FP QE20 16 WIP EXTENDER MODULE (8 Zones fitted Only) (FireSense) | firesense ecs-16-wip-ext fp2012 : fp qe20 16 wip extender module (8 zones fitted only) | 0
FireSense | ECS-16-ZONE-EXT | FP2013 : FP QE20 16 ZONE EXTENDER MODULE (8 Zones fitted Only) | 1051.41 | ECS-16-ZONE-EXT — FP2013 : FP QE20 16 ZONE EXTENDER MODULE (8 Zones fitted Only) (FireSense) | firesense ecs-16-zone-ext fp2013 : fp qe20 16 zone extender module (8 zones fitted only) | 0
FireSense | ECS-2X4 WAY-SPLIT | FP2023 : FP QE20 2 x 4 WAY 100V SPLITTER MODULE | 1506.62 | ECS-2X4 WAY-SPLIT — FP2023 : FP QE20 2 x 4 WAY 100V SPLITTER MODULE (FireSense) | firesense ecs-2x4 way-split fp2023 : fp qe20 2 x 4 way 100v splitter module | 0
FireSense | ECS-8-WIP-EXP-BRD | FP2022 : FP QE20 8 WIP EXPANSION BRD C/W LOOM & MTG | 666.23 | ECS-8-WIP-EXP-BRD — FP2022 : FP QE20 8 WIP EXPANSION BRD C/W LOOM & MTG (FireSense) | firesense ecs-8-wip-exp-brd fp2022 : fp qe20 8 wip expansion brd c/w loom & mtg | 0
FireSense | ECS-8-ZONE-EXP-BRD | FP2021 : FP QE20 8 ZONE EXPANSION BRD C/W LOOM & MTG | 701.86 | ECS-8-ZONE-EXP-BRD — FP2021 : FP QE20 8 ZONE EXPANSION BRD C/W LOOM & MTG (FireSense) | firesense ecs-8-zone-exp-brd fp2021 : fp qe20 8 zone expansion brd c/w loom & mtg | 0
FireSense | ECS-8Z/8-WIP-EXT | FP2011 : FP QE20 8Z/8WIP EXTENDER MODULE | 1420.82 | ECS-8Z/8-WIP-EXT — FP2011 : FP QE20 8Z/8WIP EXTENDER MODULE (FireSense) | firesense ecs-8z/8-wip-ext fp2011 : fp qe20 8z/8wip extender module | 0
FireSense | ECS-ALIM | ECS-ALIM(TBC) : KIT QE20 BTO ALIM9706 X 2 ON 1 SLOT BRACKET | 1295.84 | ECS-ALIM — ECS-ALIM(TBC) : KIT QE20 BTO ALIM9706 X 2 ON 1 SLOT BRACKET (FireSense) | firesense ecs-alim ecs-alim(tbc) : kit qe20 bto alim9706 x 2 on 1 slot bracket | 0
FireSense | ECS-AMP-1X240W | FP2009 : FP QE20 AMP MODULE 240W | 2771.69 | ECS-AMP-1X240W — FP2009 : FP QE20 AMP MODULE 240W (FireSense) | firesense ecs-amp-1x240w fp2009 : fp qe20 amp module 240w | 0
FireSense | ECS-AMP-2X120W | FP2008 : FP QE20 AMP MODULE DUAL 120W | 2550.09 | ECS-AMP-2X120W — FP2008 : FP QE20 AMP MODULE DUAL 120W (FireSense) | firesense ecs-amp-2x120w fp2008 : fp qe20 amp module dual 120w | 0
FireSense | ECS-AMP-4X25W | FP2006 : FP QE20 AMP MODULE QUAD 25W | 2158.23 | ECS-AMP-4X25W — FP2006 : FP QE20 AMP MODULE QUAD 25W (FireSense) | firesense ecs-amp-4x25w fp2006 : fp qe20 amp module quad 25w | 0
FireSense | ECS-AMP-4X60W-RLYS | FP2007 : FP QE20 AMP MODULE QUAD 60W C/W RELAYS | 2886.14 | ECS-AMP-4X60W-RLYS — FP2007 : FP QE20 AMP MODULE QUAD 60W C/W RELAYS (FireSense) | firesense ecs-amp-4x60w-rlys fp2007 : fp qe20 amp module quad 60w c/w relays | 0
FireSense | ECS-CAB-BATT-SHELF | FP2020 : FP QE20 19" RACK CAB BATTERY SHELF | 366.18 | ECS-CAB-BATT-SHELF — FP2020 : FP QE20 19" RACK CAB BATTERY SHELF (FireSense) | firesense ecs-cab-batt-shelf fp2020 : fp qe20 19" rack cab battery shelf | 0
FireSense | ECS-CNTRL | FP2000 : FP QE20 CONTROLLER MODULE | 2706.72 | ECS-CNTRL — FP2000 : FP QE20 CONTROLLER MODULE (FireSense) | firesense ecs-cntrl fp2000 : fp qe20 controller module | 0
FireSense | ECS-FIBRE-NET-MM | FP2025 : FP QE20 FIBRE IP NETWORKING KIT MULTI MODE | 10319.71 | ECS-FIBRE-NET-MM — FP2025 : FP QE20 FIBRE IP NETWORKING KIT MULTI MODE (FireSense) | firesense ecs-fibre-net-mm fp2025 : fp qe20 fibre ip networking kit multi mode | 0
FireSense | ECS-FIBRE-NET-SM | FP2024 : FP QE20 FIBRE IP NETWORKING KIT SINGLE MODE | 13286.2 | ECS-FIBRE-NET-SM — FP2024 : FP QE20 FIBRE IP NETWORKING KIT SINGLE MODE (FireSense) | firesense ecs-fibre-net-sm fp2024 : fp qe20 fibre ip networking kit single mode | 0
FireSense | ECS-FILTER-5 PACK | FP2028 : FP QE20 COOLING FAN FILTER 5 PACK | 508.14 | ECS-FILTER-5 PACK — FP2028 : FP QE20 COOLING FAN FILTER 5 PACK (FireSense) | firesense ecs-filter-5 pack fp2028 : fp qe20 cooling fan filter 5 pack | 0
FireSense | ECS16-USB-CABLE | ECS16 USB programming cable - 3.0m | 25.16 | ECS16-USB-CABLE — ECS16 USB programming cable - 3.0m (FireSense) | firesense ecs16-usb-cable ecs16 usb programming cable - 3.0m | 0
FireSense | EWIS&VESDA-CABLE | EWIS & VESDA programming cable assembly - 1.8m | 25.16 | EWIS&VESDA-CABLE — EWIS & VESDA programming cable assembly - 1.8m (FireSense) | firesense ewis&vesda-cable ewis & vesda programming cable assembly - 1.8m | 0
FireSense | EWIS-AMP200W | KT0519 = 2xPA0647 Amplifier Card & Cable (1x200w) (1 set is 2 amp modules) | 2475.38 | EWIS-AMP200W — KT0519 = 2xPA0647 Amplifier Card & Cable (1x200w) (1 set is 2 amp modules) (FireSense) | firesense ewis-amp200w kt0519 = 2xpa0647 amplifier card & cable (1x200w) (1 set is 2 amp modules) | 0
FireSense | EWIS-ECP-KEY-I2000 | ME0381 First 2 Zones - Mylar (I2000) with Metalwork - No PCB | 850.92 | EWIS-ECP-KEY-I2000 — ME0381 First 2 Zones - Mylar (I2000) with Metalwork - No PCB (FireSense) | firesense ewis-ecp-key-i2000 me0381 first 2 zones - mylar (i2000) with metalwork - no pcb | 0
FireSense | FS-CAB650 | Flush surround 50 x 50 to suit CAB650 - Charcoal | 448.27 | FS-CAB650 — Flush surround 50 x 50 to suit CAB650 - Charcoal (FireSense) | firesense fs-cab650 flush surround 50 x 50 to suit cab650 - charcoal | 0
FireSense | FS-CAB650-BLACK | Flush surround 50 x 50 to suit CAB650 - Black Texture (3030) | 448.27 | FS-CAB650-BLACK — Flush surround 50 x 50 to suit CAB650 - Black Texture (3030) (FireSense) | firesense fs-cab650-black flush surround 50 x 50 to suit cab650 - black texture (3030) | 0
FireSense | FS-CAB900 | Flush surround 50 x 50 to suit CAB900 | 448.27 | FS-CAB900 — Flush surround 50 x 50 to suit CAB900 (FireSense) | firesense fs-cab900 flush surround 50 x 50 to suit cab900 | 0
FireSense | FS-CAB900-BLACK | Flush surround 50 x 50 to suit CAB900 - Black Texture (3030) | 448.27 | FS-CAB900-BLACK — Flush surround 50 x 50 to suit CAB900 - Black Texture (3030) (FireSense) | firesense fs-cab900-black flush surround 50 x 50 to suit cab900 - black texture (3030) | 0
FireSense | FS-LOCKDOWN | FireSense Lockdown Unit | 2451.31 | FS-LOCKDOWN — FireSense Lockdown Unit (FireSense) | firesense fs-lockdown firesense lockdown unit | 0
FireSense | I2000-BB | Battery box to suit the I2000 Panel - 440mm high | 704.38 | I2000-BB — Battery box to suit the I2000 Panel - 440mm high (FireSense) | firesense i2000-bb battery box to suit the i2000 panel - 440mm high | 0
FireSense | N-AAM-L | Alarm Ack. Module - Loop Powered - Includes Input - Horizontal | 169.65 | N-AAM-L — Alarm Ack. Module - Loop Powered - Includes Input - Horizontal (FireSense) | firesense n-aam-l alarm ack. module - loop powered - includes input - horizontal | 0
FireSense | N-ABF-1B | ABF-1B - Recess mounting box with trim for 1 x annunciator | 228.22 | N-ABF-1B — ABF-1B - Recess mounting box with trim for 1 x annunciator (FireSense) | firesense n-abf-1b abf-1b - recess mounting box with trim for 1 x annunciator | 0
FireSense | N-ABF-1DB | ABF-1DB - Recessed metal box - Perspex door-003 key for LCD-80 | 373.57 | N-ABF-1DB — ABF-1DB - Recessed metal box - Perspex door-003 key for LCD-80 (FireSense) | firesense n-abf-1db abf-1db - recessed metal box - perspex door-003 key for lcd-80 | 0
FireSense | N-ABF-2DB | ABF-2DB - Recessed metal box - Perspex door-003 key for 2 Annunciators | 403.45 | N-ABF-2DB — ABF-2DB - Recessed metal box - Perspex door-003 key for 2 Annunciators (FireSense) | firesense n-abf-2db abf-2db - recessed metal box - perspex door-003 key for 2 annunciators | 0
FireSense | N-ABS-1TB | ABS-1TB - Metal surface mount box for LCD-80 with trim | 194.26 | N-ABS-1TB — ABS-1TB - Metal surface mount box for LCD-80 with trim (FireSense) | firesense n-abs-1tb abs-1tb - metal surface mount box for lcd-80 with trim | 0
FireSense | N-ACM-8RA | N-ACM-8RA Relay module, 8 C/NO/NC relay contacts | 328.74 | N-ACM-8RA — N-ACM-8RA Relay module, 8 C/NO/NC relay contacts (FireSense) | firesense n-acm-8ra n-acm-8ra relay module, 8 c/no/nc relay contacts | 0
FireSense | N-GATEWAY | Embedded Noti-Fire-Net Gateway - Requires NCM | 3863.41 | N-GATEWAY — Embedded Noti-Fire-Net Gateway - Requires NCM (FireSense) | firesense n-gateway embedded noti-fire-net gateway - requires ncm | 0
FireSense | N-HS-NCM-MF | Network Cards High Speed (Multi Mode Fibre) HS-NCM-MF | 2689.73 | N-HS-NCM-MF — Network Cards High Speed (Multi Mode Fibre) HS-NCM-MF (FireSense) | firesense n-hs-ncm-mf network cards high speed (multi mode fibre) hs-ncm-mf | 0
FireSense | N-HS-NCM-MF-SF | Network Cards High Speed (Multi Mode-Single Mode Fibre) HS-NCM-MFSF | 2913.85 | N-HS-NCM-MF-SF — Network Cards High Speed (Multi Mode-Single Mode Fibre) HS-NCM-MFSF (FireSense) | firesense n-hs-ncm-mf-sf network cards high speed (multi mode-single mode fibre) hs-ncm-mfsf | 0
FireSense | N-HS-NCM-SF | Network Cards High Speed (Single Mode Fibre) HS-NCM-SF | 3135.28 | N-HS-NCM-SF — Network Cards High Speed (Single Mode Fibre) HS-NCM-SF (FireSense) | firesense n-hs-ncm-sf network cards high speed (single mode fibre) hs-ncm-sf | 0
FireSense | N-HS-NCM-W-2 | Network Cards High Speed (Wire) HS-NCM-W-2 | 2657.12 | N-HS-NCM-W-2 — Network Cards High Speed (Wire) HS-NCM-W-2 (FireSense) | firesense n-hs-ncm-w-2 network cards high speed (wire) hs-ncm-w-2 | 0
FireSense | N-HS-NCM-W-MF-2 | Network Cards High Speed (Wire-Multi Mode Fibre) HS-NCM-WMF-2 | 2689.73 | N-HS-NCM-W-MF-2 — Network Cards High Speed (Wire-Multi Mode Fibre) HS-NCM-WMF-2 (FireSense) | firesense n-hs-ncm-w-mf-2 network cards high speed (wire-multi mode fibre) hs-ncm-wmf-2 | 0
FireSense | N-HS-NCM-W-SF-2 | Network Cards High Speed (Wire-Single Mode Fibre) HS-NCM-WSF-2 | 2913.85 | N-HS-NCM-W-SF-2 — Network Cards High Speed (Wire-Single Mode Fibre) HS-NCM-WSF-2 (FireSense) | firesense n-hs-ncm-w-sf-2 network cards high speed (wire-single mode fibre) hs-ncm-wsf-2 | 0
FireSense | N-LCM | Loop Control Module - LCM | 1045.99 | N-LCM — Loop Control Module - LCM (FireSense) | firesense n-lcm loop control module - lcm | 0
FireSense | N-LDM-R32 | LDM-R32 - 32 Relays driven from the LDM-32 | 672.44 | N-LDM-R32 — LDM-R32 - 32 Relays driven from the LDM-32 (FireSense) | firesense n-ldm-r32 ldm-r32 - 32 relays driven from the ldm-32 | 0
FireSense | N-LEM | Loop Expander Module - LEM | 932.43 | N-LEM — Loop Expander Module - LEM (FireSense) | firesense n-lem loop expander module - lem | 0
FireSense | N-NCM-F | Network Cards (Fibre) NCM-F | 1344.86 | N-NCM-F — Network Cards (Fibre) NCM-F (FireSense) | firesense n-ncm-f network cards (fibre) ncm-f | 0
FireSense | N-NCM-W | Network Cards (Wire) NCM-W | 1120.71 | N-NCM-W — Network Cards (Wire) NCM-W (FireSense) | firesense n-ncm-w network cards (wire) ncm-w | 0
FireSense | N-NET-W-R | Network Cards - Wire to Wire Repeater | 971.3 | N-NET-W-R — Network Cards - Wire to Wire Repeater (FireSense) | firesense n-net-w-r network cards - wire to wire repeater | 0
FireSense | N-NET-WF-R | Network Cards - Wire to Fibre Repeater | 1010.15 | N-NET-WF-R — Network Cards - Wire to Fibre Repeater (FireSense) | firesense n-net-wf-r network cards - wire to fibre repeater | 0
FireSense | N-PDM | Power Distribution Module, 8 Fused Outputs, 2xRelays, 1xDH Output | 254.98 | N-PDM — Power Distribution Module, 8 Fused Outputs, 2xRelays, 1xDH Output (FireSense) | firesense n-pdm power distribution module, 8 fused outputs, 2xrelays, 1xdh output | 0
FireSense | OWS-CMM-2 | Custom Message Module c/w PC Connect Audio Cable | 179.32 | OWS-CMM-2 — Custom Message Module c/w PC Connect Audio Cable (FireSense) | firesense ows-cmm-2 custom message module c/w pc connect audio cable | 0
FireSense | OWS-DA2-120W-KIT | 120W DA2 OWS - on chassis - no display - no mic | 1326.93 | OWS-DA2-120W-KIT — 120W DA2 OWS - on chassis - no display - no mic (FireSense) | firesense ows-da2-120w-kit 120w da2 ows - on chassis - no display - no mic | 0
FireSense | OWS-DA2-30W-KIT | 30W DA2 OWS - on chassis - no display - no mic | 515.51 | OWS-DA2-30W-KIT — 30W DA2 OWS - on chassis - no display - no mic (FireSense) | firesense ows-da2-30w-kit 30w da2 ows - on chassis - no display - no mic | 0
FireSense | OWS-DA2-60W-KIT | 60W DA2 OWS - on chassis - no display - no mic | 691.11 | OWS-DA2-60W-KIT — 60W DA2 OWS - on chassis - no display - no mic (FireSense) | firesense ows-da2-60w-kit 60w da2 ows - on chassis - no display - no mic | 0
FireSense | OWS-DA2-MIC | DA2 OWS Microphone and Pre-Amp to suit DA2 OWS Kits | 143.46 | OWS-DA2-MIC — DA2 OWS Microphone and Pre-Amp to suit DA2 OWS Kits (FireSense) | firesense ows-da2-mic da2 ows microphone and pre-amp to suit da2 ows kits | 0
FireSense | OWS-DA2-SAM-4 | 4 Way Speaker Line Card for DA2 OWS Kits ( Required for AS4428.16) | 427.57 | OWS-DA2-SAM-4 — 4 Way Speaker Line Card for DA2 OWS Kits ( Required for AS4428.16) (FireSense) | firesense ows-da2-sam-4 4 way speaker line card for da2 ows kits ( required for as4428.16) | 0
FireSense | OWS-DISP-MIC-B | OWS Display & Microphone Module | 206.78 | OWS-DISP-MIC-B — OWS Display & Microphone Module (FireSense) | firesense ows-disp-mic-b ows display & microphone module | 0
FireSense | OWS-MIC | OWS Hand Held Microphone with Connector Fitted to Suit OWS Kits | 74.72 | OWS-MIC — OWS Hand Held Microphone with Connector Fitted to Suit OWS Kits (FireSense) | firesense ows-mic ows hand held microphone with connector fitted to suit ows kits | 0
FireSense | OWS-PA-SELECT | OWS Microphone PA Selector Switch for upto 4 Zones | 430.44 | OWS-PA-SELECT — OWS Microphone PA Selector Switch for upto 4 Zones (FireSense) | firesense ows-pa-select ows microphone pa selector switch for upto 4 zones | 0
FireSense | PAG-AUDIO-SWITCH | Paging Console 4 Zone Audio Switcher | 239.58 | PAG-AUDIO-SWITCH — Paging Console 4 Zone Audio Switcher (FireSense) | firesense pag-audio-switch paging console 4 zone audio switcher | 0
FireSense | PAG-CON-A4660 | Paging Console 7 Inch - A4660 | 1382.22 | PAG-CON-A4660 — Paging Console 7 Inch - A4660 (FireSense) | firesense pag-con-a4660 paging console 7 inch - a4660 | 0
FireSense | PAG-LINE-OUT | Paging Cosole Line Out Box | 69.18 | PAG-LINE-OUT — Paging Cosole Line Out Box (FireSense) | firesense pag-line-out paging cosole line out box | 0
FireSense | PCB-993 | Monitored Strobe/Sounder driver card (PCB993F) | 192.62 | PCB-993 — Monitored Strobe/Sounder driver card (PCB993F) (FireSense) | firesense pcb-993 monitored strobe/sounder driver card (pcb993f) | 0
FireSense | PS-11 | 24Vdc 11.7 amp power supply wideline approved to AS4428.5 | 896.58 | PS-11 — 24Vdc 11.7 amp power supply wideline approved to AS4428.5 (FireSense) | firesense ps-11 24vdc 11.7 amp power supply wideline approved to as4428.5 | 0
FireSense | PS-11-BRICK | 24Vdc 11.7 amp power supply Brick ONLY - No Battery Backup | 448.27 | PS-11-BRICK — 24Vdc 11.7 amp power supply Brick ONLY - No Battery Backup (FireSense) | firesense ps-11-brick 24vdc 11.7 amp power supply brick only - no battery backup | 0
FireSense | PS-2.5-BB-7240 | 24Vdc 2.5 amp PSU in enclosure - AS7240.4 Approved | 597.72 | PS-2.5-BB-7240 — 24Vdc 2.5 amp PSU in enclosure - AS7240.4 Approved (FireSense) | firesense ps-2.5-bb-7240 24vdc 2.5 amp psu in enclosure - as7240.4 approved | 0
FireSense | PS-5 | 24Vdc 5.6 amp power supply wideline approved to AS4428.5 | 641.18 | PS-5 — 24Vdc 5.6 amp power supply wideline approved to AS4428.5 (FireSense) | firesense ps-5 24vdc 5.6 amp power supply wideline approved to as4428.5 | 0
FireSense | PS-5-BB-7240 | 24Vdc 5.0 amp PSU in enclosure - AS7240.4 Approved | 747.15 | PS-5-BB-7240 — 24Vdc 5.0 amp PSU in enclosure - AS7240.4 Approved (FireSense) | firesense ps-5-bb-7240 24vdc 5.0 amp psu in enclosure - as7240.4 approved | 0
FireSense | PS-5-BRICK | 24Vdc 5.6 amp power supply Brick ONLY - No Battery Backup | 298.85 | PS-5-BRICK — 24Vdc 5.6 amp power supply Brick ONLY - No Battery Backup (FireSense) | firesense ps-5-brick 24vdc 5.6 amp power supply brick only - no battery backup | 0
FireSense | PS-5S | 24Vdc 5.6 amp power supply slimline approved to AS4428.5 | 635.76 | PS-5S — 24Vdc 5.6 amp power supply slimline approved to AS4428.5 (FireSense) | firesense ps-5s 24vdc 5.6 amp power supply slimline approved to as4428.5 | 0
FireSense | SOLO727-001 | SOLO 727-001 Testifire Fast Charger for SOLO770 Battery | 553.45 | SOLO727-001 — SOLO 727-001 Testifire Fast Charger for SOLO770 Battery (FireSense) | firesense solo727-001 solo 727-001 testifire fast charger for solo770 battery | 0
FireSense | SP-1600-CPU | FS-1600 - CPU-Termination Board | 1151.85 | SP-1600-CPU — FS-1600 - CPU-Termination Board (FireSense) | firesense sp-1600-cpu fs-1600 - cpu-termination board | 0
FireSense | SP-1600-KEY | FS-1600 - Keypad and Display | 537.63 | SP-1600-KEY — FS-1600 - Keypad and Display (FireSense) | firesense sp-1600-key fs-1600 - keypad and display | 0
FireSense | SP-1600-PS-5 | FS-1600 - PS-5 Replacement | 417.78 | SP-1600-PS-5 — FS-1600 - PS-5 Replacement (FireSense) | firesense sp-1600-ps-5 fs-1600 - ps-5 replacement | 0
FireSense | SP-BATT-BR2330 | BR-2330 Replacement Button Cell Battery for 1600 and 3030 CPU | 13.84 | SP-BATT-BR2330 — BR-2330 Replacement Button Cell Battery for 1600 and 3030 CPU (FireSense) | firesense sp-batt-br2330 br-2330 replacement button cell battery for 1600 and 3030 cpu | 0
FireSense | SP-PSI-KIT | PSI Board Kit to suit 2800 Termination Board | 418.4 | SP-PSI-KIT — PSI Board Kit to suit 2800 Termination Board (FireSense) | firesense sp-psi-kit psi board kit to suit 2800 termination board | 0
FireSense | SSF-FMM-4-20 | FMM-4-20 - 4-20mA Interface module | 328.74 | SSF-FMM-4-20 — FMM-4-20 - 4-20mA Interface module (FireSense) | firesense ssf-fmm-4-20 fmm-4-20 - 4-20ma interface module | 0
FireSense | VESDA-HLI-GW | 2800 Gateway VesdaNET HLI - Req VHX-1420-HFS NCM & VRT-S07 | 3993.82 | VESDA-HLI-GW — 2800 Gateway VesdaNET HLI - Req VHX-1420-HFS NCM & VRT-S07 (FireSense) | firesense vesda-hli-gw 2800 gateway vesdanet hli - req vhx-1420-hfs ncm & vrt-s07 | 0
FireSense | ZC-100LHXKS | Zonecheck - Left to Right Flow - 100mm - Including FlowSwitch | 2276.75 | ZC-100LHXKS — Zonecheck - Left to Right Flow - 100mm - Including FlowSwitch (FireSense) | firesense zc-100lhxks zonecheck - left to right flow - 100mm - including flowswitch | 0
FireSense | ZC-100RHXKS | Zonecheck - Right to Left Flow - 100mm - Including FlowSwitch | 2276.75 | ZC-100RHXKS — Zonecheck - Right to Left Flow - 100mm - Including FlowSwitch (FireSense) | firesense zc-100rhxks zonecheck - right to left flow - 100mm - including flowswitch | 0
FireSense | ZC-150LHXKS | Zonecheck - Left to Right Flow - 150mm - Including FlowSwitch | 2448.6 | ZC-150LHXKS — Zonecheck - Left to Right Flow - 150mm - Including FlowSwitch (FireSense) | firesense zc-150lhxks zonecheck - left to right flow - 150mm - including flowswitch | 0
FireSense | ZC-150RHXKS | Zonecheck - Right to Left Flow - 150mm - Including FlowSwitch | 2404.08 | ZC-150RHXKS — Zonecheck - Right to Left Flow - 150mm - Including FlowSwitch (FireSense) | firesense zc-150rhxks zonecheck - right to left flow - 150mm - including flowswitch | 0
FireSense | ZC-50LHXKS | Zonecheck - Left to Right Flow- 50mm - Including FlowSwitch | 2181.48 | ZC-50LHXKS — Zonecheck - Left to Right Flow- 50mm - Including FlowSwitch (FireSense) | firesense zc-50lhxks zonecheck - left to right flow- 50mm - including flowswitch | 0
FireSense | ZC-50RHXKS | Zonecheck - Right to Left Flow - 50mm - Including FlowSwitch | 2181.48 | ZC-50RHXKS — Zonecheck - Right to Left Flow - 50mm - Including FlowSwitch (FireSense) | firesense zc-50rhxks zonecheck - right to left flow - 50mm - including flowswitch | 0
FireSense | ZC-65LHXKS | Zonecheck - Left to Right Flow- 65mm - Including FlowSwitch | 2181.48 | ZC-65LHXKS — Zonecheck - Left to Right Flow- 65mm - Including FlowSwitch (FireSense) | firesense zc-65lhxks zonecheck - left to right flow- 65mm - including flowswitch | 0
FireSense | ZC-65RHXKS | Zonecheck - Right to Left Flow - 65mm - Including FlowSwitch | 2181.48 | ZC-65RHXKS — Zonecheck - Right to Left Flow - 65mm - Including FlowSwitch (FireSense) | firesense zc-65rhxks zonecheck - right to left flow - 65mm - including flowswitch | 0
FireSense | ZC-80LHXKS | Zonecheck - Left to Right Flow - 80mm - Including FlowSwitch | 2181.48 | ZC-80LHXKS — Zonecheck - Left to Right Flow - 80mm - Including FlowSwitch (FireSense) | firesense zc-80lhxks zonecheck - left to right flow - 80mm - including flowswitch | 0
FireSense | ZC-80RHXKS | Zonecheck - Right to Left Flow - 80mm - Including FlowSwitch | 2181.48 | ZC-80RHXKS — Zonecheck - Right to Left Flow - 80mm - Including FlowSwitch (FireSense) | firesense zc-80rhxks zonecheck - right to left flow - 80mm - including flowswitch | 0
FireSense | ZC-KYSE | Zonecheck Keyswitch | 278.25 | ZC-KYSE — Zonecheck Keyswitch (FireSense) | firesense zc-kyse zonecheck keyswitch | 0
FireSense | TPS-1.50-2CT-200 | FireSense TPS Cable - 1.50mm - 2 Core Twisted - 200m Roll | 210.4 | TPS-1.50-2CT-200 — FireSense TPS Cable - 1.50mm - 2 Core Twisted - 200m Roll (FireSense) | firesense tps-1.50-2ct-200 firesense tps cable - 1.50mm - 2 core twisted - 200m roll | 0
FireSense | TPS-1.50-2CT-500 | FireSense TPS Cable - 1.50mm - 2 Core Twisted - 500m Roll | 526 | TPS-1.50-2CT-500 — FireSense TPS Cable - 1.50mm - 2 Core Twisted - 500m Roll (FireSense) | firesense tps-1.50-2ct-500 firesense tps cable - 1.50mm - 2 core twisted - 500m roll | 0
FireSense | TPS-1.50-2CTS-200 | FireSense TPS Cable - 1.50mm - 2 Core Twisted Screened- 200m Roll | 304.78 | TPS-1.50-2CTS-200 — FireSense TPS Cable - 1.50mm - 2 Core Twisted Screened- 200m Roll (FireSense) | firesense tps-1.50-2cts-200 firesense tps cable - 1.50mm - 2 core twisted screened- 200m roll | 0
FireSense | TPS-1.50-2CTS-500 | FireSense TPS Cable - 1.50mm - 2 Core Twisted Screened- 500m Roll | 761.95 | TPS-1.50-2CTS-500 — FireSense TPS Cable - 1.50mm - 2 Core Twisted Screened- 500m Roll (FireSense) | firesense tps-1.50-2cts-500 firesense tps cable - 1.50mm - 2 core twisted screened- 500m roll | 0
FireSense | TPSHF-1.50-2C-500 | FireSense TPSHF Cable - 1.50mm - 2 Core Flat - Halogen Free - 500m Roll | 842.1 | TPSHF-1.50-2C-500 — FireSense TPSHF Cable - 1.50mm - 2 Core Flat - Halogen Free - 500m Roll (FireSense) | firesense tpshf-1.50-2c-500 firesense tpshf cable - 1.50mm - 2 core flat - halogen free - 500m roll | 0
FireSense | TPSHF-1.50-2CT-500 | FireSense TPSHF Cable - 1.50mm - 2 Core Twisted - Halogen Free - 500m Roll | 908.6 | TPSHF-1.50-2CT-500 — FireSense TPSHF Cable - 1.50mm - 2 Core Twisted - Halogen Free - 500m Roll (FireSense) | firesense tpshf-1.50-2ct-500 firesense tpshf cable - 1.50mm - 2 core twisted - halogen free - 500m roll | 0
FireSense | TPSHF-1.50-2CW-500 | FireSense TPSHF Cable - 1.50mm - 2 Core Flat - White Stripe - Halogen Free - 500m Roll | 842.1 | TPSHF-1.50-2CW-500 — FireSense TPSHF Cable - 1.50mm - 2 Core Flat - White Stripe - Halogen Free - 500m Roll (FireSense) | firesense tpshf-1.50-2cw-500 firesense tpshf cable - 1.50mm - 2 core flat - white stripe - halogen free - 500m roll | 0
FireSense | TPSLD-0.75-2CW-200 | FireSense TPSLD Cable - 0.75mm - 2 Core Flat - White Stripe - 200m Roll | 172 | TPSLD-0.75-2CW-200 — FireSense TPSLD Cable - 0.75mm - 2 Core Flat - White Stripe - 200m Roll (FireSense) | firesense tpsld-0.75-2cw-200 firesense tpsld cable - 0.75mm - 2 core flat - white stripe - 200m roll | 0
FireSense | TPSLD-0.75-2CW-500 | FireSense TPSLD Cable - 0.75mm - 2 Core Flat - White Stripe - 500m Roll | 430 | TPSLD-0.75-2CW-500 — FireSense TPSLD Cable - 0.75mm - 2 Core Flat - White Stripe - 500m Roll (FireSense) | firesense tpsld-0.75-2cw-500 firesense tpsld cable - 0.75mm - 2 core flat - white stripe - 500m roll | 0
FireSense | TPSLD-1.00-2CW-200 | FireSense TPSLD Cable - 1.00mm - 2 Core Flat - White Stripe - 200m Roll | 170.2 | TPSLD-1.00-2CW-200 — FireSense TPSLD Cable - 1.00mm - 2 Core Flat - White Stripe - 200m Roll (FireSense) | firesense tpsld-1.00-2cw-200 firesense tpsld cable - 1.00mm - 2 core flat - white stripe - 200m roll | 0
FireSense | TPSLD-1.00-2CW-500 | FireSense TPSLD Cable - 1.00mm - 2 Core Flat - White Stripe - 500m Roll | 425.5 | TPSLD-1.00-2CW-500 — FireSense TPSLD Cable - 1.00mm - 2 Core Flat - White Stripe - 500m Roll (FireSense) | firesense tpsld-1.00-2cw-500 firesense tpsld cable - 1.00mm - 2 core flat - white stripe - 500m roll | 0
FireSense | TPSLD-1.50-2C-200 | FireSense TPSLD Cable - 1.50mm - 2 Core Flat - 200m Roll | 187.4 | TPSLD-1.50-2C-200 — FireSense TPSLD Cable - 1.50mm - 2 Core Flat - 200m Roll (FireSense) | firesense tpsld-1.50-2c-200 firesense tpsld cable - 1.50mm - 2 core flat - 200m roll | 0
FireSense | TPSLD-1.50-2C-500 | FireSense TPSLD Cable - 1.50mm - 2 Core Flat - 500m Roll | 468.5 | TPSLD-1.50-2C-500 — FireSense TPSLD Cable - 1.50mm - 2 Core Flat - 500m Roll (FireSense) | firesense tpsld-1.50-2c-500 firesense tpsld cable - 1.50mm - 2 core flat - 500m roll | 0
FireSense | TPSLD-1.50-2CW-200 | FireSense TPSLD Cable - 1.50mm - 2 Core Flat - White Stripe - 200m Roll | 204.6 | TPSLD-1.50-2CW-200 — FireSense TPSLD Cable - 1.50mm - 2 Core Flat - White Stripe - 200m Roll (FireSense) | firesense tpsld-1.50-2cw-200 firesense tpsld cable - 1.50mm - 2 core flat - white stripe - 200m roll | 0
FireSense | TPSLD-1.50-2CW-500 | FireSense TPSLD Cable - 1.50mm - 2 Core Flat - White Stripe - 500m Roll | 511.5 | TPSLD-1.50-2CW-500 — FireSense TPSLD Cable - 1.50mm - 2 Core Flat - White Stripe - 500m Roll (FireSense) | firesense tpsld-1.50-2cw-500 firesense tpsld cable - 1.50mm - 2 core flat - white stripe - 500m roll | 0
FireSense | E700-CSC | E700-CSC - Sampling Connector for Capillary tubes | 6.28 | E700-CSC — E700-CSC - Sampling Connector for Capillary tubes (FireSense) | firesense e700-csc e700-csc - sampling connector for capillary tubes | 0
FireSense | E700-CT-RED | E700-CT - Capillary tube 5.2mm ID 8mm OD - RED - PER METRE | 3.63 | E700-CT-RED — E700-CT - Capillary tube 5.2mm ID 8mm OD - RED - PER METRE (FireSense) | firesense e700-ct-red e700-ct - capillary tube 5.2mm id 8mm od - red - per metre | 0
FireSense | E700-EC | E700-EC - End Cap | 3.49 | E700-EC — E700-EC - End Cap (FireSense) | firesense e700-ec e700-ec - end cap | 0
FireSense | E700-LB | E700-LB - Large Radius Bend (150mm) | 13.98 | E700-LB — E700-LB - Large Radius Bend (150mm) (FireSense) | firesense e700-lb e700-lb - large radius bend (150mm) | 0
FireSense | E700-P | E700-P - VESDA pipe per 4 metre length | 10.83 | E700-P — E700-P - VESDA pipe per 4 metre length (FireSense) | firesense e700-p e700-p - vesda pipe per 4 metre length | 0
FireSense | E700-PC | E700-PC - Pipe Clip single point fix | 3.49 | E700-PC — E700-PC - Pipe Clip single point fix (FireSense) | firesense e700-pc e700-pc - pipe clip single point fix | 0
FireSense | E700-PJ | E700-PJ - Pipe Junction fitting | 3.49 | E700-PJ — E700-PJ - Pipe Junction fitting (FireSense) | firesense e700-pj e700-pj - pipe junction fitting | 0
FireSense | E700-SB | E700-SB - Small Radius Bend (90mm) | 12.25 | E700-SB — E700-SB - Small Radius Bend (90mm) (FireSense) | firesense e700-sb e700-sb - small radius bend (90mm) | 0
FireSense | E700-SP | E700-SP - Sampling Point for Capillary tube end | 8.3 | E700-SP — E700-SP - Sampling Point for Capillary tube end (FireSense) | firesense e700-sp e700-sp - sampling point for capillary tube end | 0
FireSense | E700-SP-DCL | E700-SP-DCL - Sampling point decal (200 per roll) | 59.9 | E700-SP-DCL — E700-SP-DCL - Sampling point decal (200 per roll) (FireSense) | firesense e700-sp-dcl e700-sp-dcl - sampling point decal (200 per roll) | 0
FireSense | E700-SPLG | E700-SPLG Sampling Point Label Grey | 2.24 | E700-SPLG — E700-SPLG Sampling Point Label Grey (FireSense) | firesense e700-splg e700-splg sampling point label grey | 0
FireSense | E700-SPLR | E700-SPLR - Sampling point label RED (ea) | 2.3 | E700-SPLR — E700-SPLR - Sampling point label RED (ea) (FireSense) | firesense e700-splr e700-splr - sampling point label red (ea) | 0
FireSense | E700-T | E700-T - Pipe 25mm Tee Junction | 13.98 | E700-T — E700-T - Pipe 25mm Tee Junction (FireSense) | firesense e700-t e700-t - pipe 25mm tee junction | 0
FireSense | E700-TA | E700-TA - Trunk Adaptor for Capillary tubes | 8.3 | E700-TA — E700-TA - Trunk Adaptor for Capillary tubes (FireSense) | firesense e700-ta e700-ta - trunk adaptor for capillary tubes | 0
FireSense | V-FLX-010 | FLX-010 FAAST Flex 1-pipe Stand-alone | 1796.89 | V-FLX-010 — FLX-010 FAAST Flex 1-pipe Stand-alone (FireSense) | firesense v-flx-010 flx-010 faast flex 1-pipe stand-alone | 0
FireSense | V-FLX-020 | FLX-020 FAAST Flex 2-pipe Stand-alone | 2810.51 | V-FLX-020 — FLX-020 FAAST Flex 2-pipe Stand-alone (FireSense) | firesense v-flx-020 flx-020 faast flex 2-pipe stand-alone | 0
FireSense | V-FLX-SP-01 | FLX-SP-01 - FAAST Flex Sensing Module | 312.38 | V-FLX-SP-01 — FLX-SP-01 - FAAST Flex Sensing Module (FireSense) | firesense v-flx-sp-01 flx-sp-01 - faast flex sensing module | 0
FireSense | V-FLX-SP-02 | FLX-SP-02 - FAAST Flex Metal Filter (pack of 6) | 76.48 | V-FLX-SP-02 — FLX-SP-02 - FAAST Flex Metal Filter (pack of 6) (FireSense) | firesense v-flx-sp-02 flx-sp-02 - faast flex metal filter (pack of 6) | 0
FireSense | V-FLX-SP-03-EN | FLX-SP-03-EN - FAAST Flex Front Cover (EN) | 272.75 | V-FLX-SP-03-EN — FLX-SP-03-EN - FAAST Flex Front Cover (EN) (FireSense) | firesense v-flx-sp-03-en flx-sp-03-en - faast flex front cover (en) | 0
FireSense | V-FLX-SP-05-EN | FLX-SP-05-EN - FAAST Flex Internal Cover Set (EN) | 243.74 | V-FLX-SP-05-EN — FLX-SP-05-EN - FAAST Flex Internal Cover Set (EN) (FireSense) | firesense v-flx-sp-05-en flx-sp-05-en - faast flex internal cover set (en) | 0
FireSense | V-FLX-SP-06 | FLX-SP-06 - FAAST Flex Adapter Set | 56.21 | V-FLX-SP-06 — FLX-SP-06 - FAAST Flex Adapter Set (FireSense) | firesense v-flx-sp-06 flx-sp-06 - faast flex adapter set | 0
FireSense | VEA-040-A00 | VESDA-E - VEA-40 Det - with LEDs | 8955.94 | VEA-040-A00 — VESDA-E - VEA-40 Det - with LEDs (FireSense) | firesense vea-040-a00 vesda-e - vea-40 det - with leds | 0
FireSense | VEA-040-A10 | VESDA-E - VEA-40 Det - with 3.5 Inch Display | 10001.68 | VEA-040-A10 — VESDA-E - VEA-40 Det - with 3.5 Inch Display (FireSense) | firesense vea-040-a10 vesda-e - vea-40 det - with 3.5 inch display | 0
FireSense | VEP-A00-1P | VESDA-E - VEP - SINGLE PIPE with LEDs - Plastic Enclosure | 5064.13 | VEP-A00-1P — VESDA-E - VEP - SINGLE PIPE with LEDs - Plastic Enclosure (FireSense) | firesense vep-a00-1p vesda-e - vep - single pipe with leds - plastic enclosure | 0
FireSense | VEP-A00P | VESDA-E - VEP - 4 PIPE with LEDs - Plastic Enclosure | 6175.13 | VEP-A00P — VESDA-E - VEP - 4 PIPE with LEDs - Plastic Enclosure (FireSense) | firesense vep-a00p vesda-e - vep - 4 pipe with leds - plastic enclosure | 0
FireSense | VEP-A10-P | VESDA-E - VEP - 4 PIPE - 3.5inch Display - Plastic Enclosure | 6956.82 | VEP-A10-P — VESDA-E - VEP - 4 PIPE - 3.5inch Display - Plastic Enclosure (FireSense) | firesense vep-a10-p vesda-e - vep - 4 pipe - 3.5inch display - plastic enclosure | 0
FireSense | VES-A00-P | VESDA-E - VES - with LEDs - Plastic Enclosure | 10764.42 | VES-A00-P — VESDA-E - VES - with LEDs - Plastic Enclosure (FireSense) | firesense ves-a00-p vesda-e - ves - with leds - plastic enclosure | 0
FireSense | VES-A10-P | VESDA-E - VES - 3.5inch Display - Plastic Enclosure | 11647.7 | VES-A10-P — VESDA-E - VES - 3.5inch Display - Plastic Enclosure (FireSense) | firesense ves-a10-p vesda-e - ves - 3.5inch display - plastic enclosure | 0
FireSense | VEU-A00 | VESDA-E - VEU - with LEDs - Aluminium Enclosure | 8398.3 | VEU-A00 — VESDA-E - VEU - with LEDs - Aluminium Enclosure (FireSense) | firesense veu-a00 vesda-e - veu - with leds - aluminium enclosure | 0
FireSense | VEU-A10 | VESDA-E - VEU - with 3.5 Inch Display - Aluminium Enclosure | 8713.38 | VEU-A10 — VESDA-E - VEU - with 3.5 Inch Display - Aluminium Enclosure (FireSense) | firesense veu-a10 vesda-e - veu - with 3.5 inch display - aluminium enclosure | 0
FireSense | VHH-100 | VHH-100 - Hand Held Programmer + cable | 1509.38 | VHH-100 — VHH-100 - Hand Held Programmer + cable (FireSense) | firesense vhh-100 vhh-100 - hand held programmer + cable | 0
FireSense | VHX-0200 | VHX-0200 - HLI - Vesdanet PC Link Windows, Used with VSM4 | 1382.22 | VHX-0200 — VHX-0200 - HLI - Vesdanet PC Link Windows, Used with VSM4 (FireSense) | firesense vhx-0200 vhx-0200 - hli - vesdanet pc link windows, used with vsm4 | 0
FireSense | VHX-1200 | VHX-1200 - Wall Mounted HLI and PC Link | 2080.76 | VHX-1200 — VHX-1200 - Wall Mounted HLI and PC Link (FireSense) | firesense vhx-1200 vhx-1200 - wall mounted hli and pc link | 0
FireSense | VHX-1420-HFS | Vesda VHX-1420-HFS Modbus HLI to suit VESDA-HLI-GW | 2316.06 | VHX-1420-HFS — Vesda VHX-1420-HFS Modbus HLI to suit VESDA-HLI-GW (FireSense) | firesense vhx-1420-hfs vesda vhx-1420-hfs modbus hli to suit vesda-hli-gw | 0
FireSense | VIC-010 | VIC-010 VESDANet Interface (VN) card | 600.14 | VIC-010 — VIC-010 VESDANet Interface (VN) card (FireSense) | firesense vic-010 vic-010 vesdanet interface (vn) card | 0
FireSense | VIC-020 | VIC-020 Expansion card with relays | 395.91 | VIC-020 — VIC-020 Expansion card with relays (FireSense) | firesense vic-020 vic-020 expansion card with relays | 0
FireSense | VLF-250-02 | VLF-250-02 - VESDA LaserFOCUS 250 (25m of pipe or 250m2) | 2621.3 | VLF-250-02 — VLF-250-02 - VESDA LaserFOCUS 250 (25m of pipe or 250m2) (FireSense) | firesense vlf-250-02 vlf-250-02 - vesda laserfocus 250 (25m of pipe or 250m2) | 0
FireSense | VLF-500-02 | VLF-500-02 - VESDA LaserFOCUS 500 (50m of pipe or 500m2) | 3312.06 | VLF-500-02 — VLF-500-02 - VESDA LaserFOCUS 500 (50m of pipe or 500m2) (FireSense) | firesense vlf-500-02 vlf-500-02 - vesda laserfocus 500 (50m of pipe or 500m2) | 0
FireSense | VLI-880 | VLI-880 - Vesda VLI with Relays and Ethernet only | 7326.31 | VLI-880 — VLI-880 - Vesda VLI with Relays and Ethernet only (FireSense) | firesense vli-880 vli-880 - vesda vli with relays and ethernet only | 0
FireSense | VLI-885 | VLI-885 - Vesda VLI with Vesdanet | 7990.37 | VLI-885 — VLI-885 - Vesda VLI with Vesdanet (FireSense) | firesense vli-885 vli-885 - vesda vli with vesdanet | 0
FireSense | VRT-000 | VRT-000 - Remote box with escutcheon only no blank plate | 221.88 | VRT-000 — VRT-000 - Remote box with escutcheon only no blank plate (FireSense) | firesense vrt-000 vrt-000 - remote box with escutcheon only no blank plate | 0
FireSense | VRT-100 | VRT-100 - Remote box fitted with Programmer | 1626.76 | VRT-100 — VRT-100 - Remote box fitted with Programmer (FireSense) | firesense vrt-100 vrt-100 - remote box fitted with programmer | 0
FireSense | VRT-200 | VRT-200 - Remote box fitted with VLP Display and 7 Relays | 1861.43 | VRT-200 — VRT-200 - Remote box fitted with VLP Display and 7 Relays (FireSense) | firesense vrt-200 vrt-200 - remote box fitted with vlp display and 7 relays | 0
FireSense | VRT-300 | VRT-300 - Remote box fitted with Vesdanet Socket | 944.06 | VRT-300 — VRT-300 - Remote box fitted with Vesdanet Socket (FireSense) | firesense vrt-300 vrt-300 - remote box fitted with vesdanet socket | 0
FireSense | VRT-400 | VRT-400 - Remote box fitted with Scanner Display and 7 Relays | 1808.11 | VRT-400 — VRT-400 - Remote box fitted with Scanner Display and 7 Relays (FireSense) | firesense vrt-400 vrt-400 - remote box fitted with scanner display and 7 relays | 0
FireSense | VRT-500 | VRT-500 - Remote box fitted with blank plate DRP and 7 Relays | 1333.41 | VRT-500 — VRT-500 - Remote box fitted with blank plate DRP and 7 Relays (FireSense) | firesense vrt-500 vrt-500 - remote box fitted with blank plate drp and 7 relays | 0
FireSense | VRT-600 | VRT-600 - Remote box fitted with Display no Relays | 1626.76 | VRT-600 — VRT-600 - Remote box fitted with Display no Relays (FireSense) | firesense vrt-600 vrt-600 - remote box fitted with display no relays | 0
FireSense | VRT-700 | VRT-700 - Remote box fitted with Scanner Display no Relays | 1626.76 | VRT-700 — VRT-700 - Remote box fitted with Scanner Display no Relays (FireSense) | firesense vrt-700 vrt-700 - remote box fitted with scanner display no relays | 0
FireSense | VRT-800 | VRT-800 - Remote box fitted with Scanner Display and 12 Relays | 2088.66 | VRT-800 — VRT-800 - Remote box fitted with Scanner Display and 12 Relays (FireSense) | firesense vrt-800 vrt-800 - remote box fitted with scanner display and 12 relays | 0
FireSense | VRT-S07 | VRT-S07 - System Relay Module | 1333.41 | VRT-S07 — VRT-S07 - System Relay Module (FireSense) | firesense vrt-s07 vrt-s07 - system relay module | 0
FireSense | VRT-V00 | VRT-V00 - Remote box fitted with Focus Display and 7 Relays | 1861.43 | VRT-V00 — VRT-V00 - Remote box fitted with Focus Display and 7 Relays (FireSense) | firesense vrt-v00 vrt-v00 - remote box fitted with focus display and 7 relays | 0
FireSense | VSP-000 | VSP-000 Blank Plate | 26.62 | VSP-000 — VSP-000 Blank Plate (FireSense) | firesense vsp-000 vsp-000 blank plate | 0
FireSense | VSP-001 | VSP-001 - Programmer Module | 1248.44 | VSP-001 — VSP-001 - Programmer Module (FireSense) | firesense vsp-001 vsp-001 - programmer module | 0
FireSense | VSP-002 | VSP-002 - VLP Display Module | 1200.06 | VSP-002 — VSP-002 - VLP Display Module (FireSense) | firesense vsp-002 vsp-002 - vlp display module | 0
FireSense | VSP-003 | VSP-003 - Vesdanet Socket | 1074.14 | VSP-003 — VSP-003 - Vesdanet Socket (FireSense) | firesense vsp-003 vsp-003 - vesdanet socket | 0
FireSense | VSP-004 | VSP-004 - VLS Display Module | 1214.46 | VSP-004 — VSP-004 - VLS Display Module (FireSense) | firesense vsp-004 vsp-004 - vls display module | 0
FireSense | VSP-005 | VSP-005 - Filter Assembly laser plus | 110.77 | VSP-005 — VSP-005 - Filter Assembly laser plus (FireSense) | firesense vsp-005 vsp-005 - filter assembly laser plus | 0
FireSense | VSP-007 | VSP-007 - Remote Termination card, no relays | 525.24 | VSP-007 — VSP-007 - Remote Termination card, no relays (FireSense) | firesense vsp-007 vsp-007 - remote termination card, no relays | 0
FireSense | VSP-008 | VSP-008 - Remote Termination card with 7 relays | 809.08 | VSP-008 — VSP-008 - Remote Termination card with 7 relays (FireSense) | firesense vsp-008 vsp-008 - remote termination card with 7 relays | 0
FireSense | VSP-016 | VSP-016 Head termination card with 12 relays | 1659.35 | VSP-016 — VSP-016 Head termination card with 12 relays (FireSense) | firesense vsp-016 vsp-016 head termination card with 12 relays | 0
FireSense | VSP-025 | VSP-025 - (20 x VSP-005) - Filter Assembly laser plus | 1862.54 | VSP-025 — VSP-025 - (20 x VSP-005) - Filter Assembly laser plus (FireSense) | firesense vsp-025 vsp-025 - (20 x vsp-005) - filter assembly laser plus | 0
FireSense | VSP-030 | VSP-030 - VLI Intelligent Filter | 538.7 | VSP-030 — VSP-030 - VLI Intelligent Filter (FireSense) | firesense vsp-030 vsp-030 - vli intelligent filter | 0
FireSense | VSP-031 | VSP-031 - VLI Secondary Filter | 137.45 | VSP-031 — VSP-031 - VLI Secondary Filter (FireSense) | firesense vsp-031 vsp-031 - vli secondary filter | 0
FireSense | VSP-501 | VSP-501 - Laser Compact Aspirator | 860.49 | VSP-501 — VSP-501 - Laser Compact Aspirator (FireSense) | firesense vsp-501 vsp-501 - laser compact aspirator | 0
FireSense | VSP-502 | VSP-502 - Laser Compact Display Module | 1257.22 | VSP-502 — VSP-502 - Laser Compact Display Module (FireSense) | firesense vsp-502 vsp-502 - laser compact display module | 0
FireSense | VSP-610 | VSP-610 - Tamp Proof Samp Point 25-27mm | 302.7 | VSP-610 — VSP-610 - Tamp Proof Samp Point 25-27mm (FireSense) | firesense vsp-610 vsp-610 - tamp proof samp point 25-27mm | 0
FireSense | VSP-620-02 | VSP-620-02 - Tamp Proof Samp Point 8mm Cap | 314.46 | VSP-620-02 — VSP-620-02 - Tamp Proof Samp Point 8mm Cap (FireSense) | firesense vsp-620-02 vsp-620-02 - tamp proof samp point 8mm cap | 0
FireSense | VSP-850-G | VSP-850-G - In-Line Filter Assembly Grey | 189.98 | VSP-850-G — VSP-850-G - In-Line Filter Assembly Grey (FireSense) | firesense vsp-850-g vsp-850-g - in-line filter assembly grey | 0
FireSense | VSP-855-4 | VSP-855-4 - 4 pack of foam replacement filters to suit VSP-850-G | 145.13 | VSP-855-4 — VSP-855-4 - 4 pack of foam replacement filters to suit VSP-850-G (FireSense) | firesense vsp-855-4 vsp-855-4 - 4 pack of foam replacement filters to suit vsp-850-g | 0
FireSense | VSP-860 | VSP-860 Refrigerated Storage Sampling Point Kit | 152.39 | VSP-860 — VSP-860 Refrigerated Storage Sampling Point Kit (FireSense) | firesense vsp-860 vsp-860 refrigerated storage sampling point kit | 0
FireSense | VSP-877 | VSP-877 Flush Mount Sampling Point | 22.36 | VSP-877 — VSP-877 Flush Mount Sampling Point (FireSense) | firesense vsp-877 vsp-877 flush mount sampling point | 0
FireSense | VSP-962 | Vesda-E Filter | 127.49 | VSP-962 — Vesda-E Filter (FireSense) | firesense vsp-962 vesda-e filter | 0
FireSense | VSP-962-20 | Vesda-E Filter - 20 pack | 2303.7 | VSP-962-20 — Vesda-E Filter - 20 pack (FireSense) | firesense vsp-962-20 vesda-e filter - 20 pack | 0
FireSense | VSP-972 | VESDA-E - VEA - Filter | 161.26 | VSP-972 — VESDA-E - VEA - Filter (FireSense) | firesense vsp-972 vesda-e - vea - filter | 0
FireSense | VSP-977 | VESDA-E - VEA - Filter (10 Pack) | 940.83 | VSP-977 — VESDA-E - VEA - Filter (10 Pack) (FireSense) | firesense vsp-977 vesda-e - vea - filter (10 pack) | 0
FireSense | VSP-978 | VESDA-E - VEA - Sample Point Head Removal Key (10 Pack) | 65.02 | VSP-978 — VESDA-E - VEA - Sample Point Head Removal Key (10 Pack) (FireSense) | firesense vsp-978 vesda-e - vea - sample point head removal key (10 pack) | 0
FireSense | VSP-979 | VESDA-E - VEA - M Bore Tube Cutter (3 Pack) | 126.99 | VSP-979 — VESDA-E - VEA - M Bore Tube Cutter (3 Pack) (FireSense) | firesense vsp-979 vesda-e - vea - m bore tube cutter (3 pack) | 0
FireSense | VSP-980-B | VESDA-E - VEA - 6mm Black Sampling Point | 29.46 | VSP-980-B — VESDA-E - VEA - 6mm Black Sampling Point (FireSense) | firesense vsp-980-b vesda-e - vea - 6mm black sampling point | 0
FireSense | VSP-980-W | VESDA-E - VEA - 6mm Standard Sampling Point | 17.42 | VSP-980-W — VESDA-E - VEA - 6mm Standard Sampling Point (FireSense) | firesense vsp-980-w vesda-e - vea - 6mm standard sampling point | 0
FireSense | VSP-981-B | VESDA-E - VEA - 4mm Black Sampling Point | 29.46 | VSP-981-B — VESDA-E - VEA - 4mm Black Sampling Point (FireSense) | firesense vsp-981-b vesda-e - vea - 4mm black sampling point | 0
FireSense | VSP-981-W | VESDA-E - VEA - 4mm Standard Sampling Point | 17.42 | VSP-981-W — VESDA-E - VEA - 4mm Standard Sampling Point (FireSense) | firesense vsp-981-w vesda-e - vea - 4mm standard sampling point | 0
FireSense | VSP-982-W | VESDA-E - VEA - 6mm Surface Mount Sampling Point | 17.42 | VSP-982-W — VESDA-E - VEA - 6mm Surface Mount Sampling Point (FireSense) | firesense vsp-982-w vesda-e - vea - 6mm surface mount sampling point | 0
FireSense | VSP-983-W | VESDA-E - VEA - 4mm Surface Mount Sampling Point | 17.42 | VSP-983-W — VESDA-E - VEA - 4mm Surface Mount Sampling Point (FireSense) | firesense vsp-983-w vesda-e - vea - 4mm surface mount sampling point | 0
Want Access (EWP) | Electric 12ft (3.6m) Vertical | 12ft (3.6m) Vertical — Vertical Lifts (Day Rate) | 55 | Electric 12ft (3.6m) Vertical — 12ft (3.6m) Vertical — Vertical Lifts (Day Rate) (Want Access (EWP)) | want access (ewp) electric 12ft (3.6m) vertical 12ft (3.6m) vertical — vertical lifts (day rate) | 0
Want Access (EWP) | Electric 16ft (4.8m) Vertical | 16ft (4.8m) Vertical — Vertical Lifts (Day Rate) | 55 | Electric 16ft (4.8m) Vertical — 16ft (4.8m) Vertical — Vertical Lifts (Day Rate) (Want Access (EWP)) | want access (ewp) electric 16ft (4.8m) vertical 16ft (4.8m) vertical — vertical lifts (day rate) | 0
Want Access (EWP) | Electric 20ft (6.0m) Vertical | 20ft (6.0m) Vertical — Vertical Lifts (Day Rate) | 110 | Electric 20ft (6.0m) Vertical — 20ft (6.0m) Vertical — Vertical Lifts (Day Rate) (Want Access (EWP)) | want access (ewp) electric 20ft (6.0m) vertical 20ft (6.0m) vertical — vertical lifts (day rate) | 0
Want Access (EWP) | Electric 26ft (8m) Star 10 Vertical Mast | 26ft (8m) Star 10 Vertical Mast — Vertical Lifts (Day Rate) | 110 | Electric 26ft (8m) Star 10 Vertical Mast — 26ft (8m) Star 10 Vertical Mast — Vertical Lifts (Day Rate) (Want Access (EWP)) | want access (ewp) electric 26ft (8m) star 10 vertical mast 26ft (8m) star 10 vertical mast — vertical lifts (day rate) | 0
Want Access (EWP) | Push Around 34ft (10.4m) Vertical | 34ft (10.4m) Vertical — Vertical Lifts (Day Rate) | 130 | Push Around 34ft (10.4m) Vertical — 34ft (10.4m) Vertical — Vertical Lifts (Day Rate) (Want Access (EWP)) | want access (ewp) push around 34ft (10.4m) vertical 34ft (10.4m) vertical — vertical lifts (day rate) | 0
Want Access (EWP) | Electric 15ft (4.5m) Scissor | 15ft (4.5m) Scissor — Scissor Lifts (Day Rate) | 55 | Electric 15ft (4.5m) Scissor — 15ft (4.5m) Scissor — Scissor Lifts (Day Rate) (Want Access (EWP)) | want access (ewp) electric 15ft (4.5m) scissor 15ft (4.5m) scissor — scissor lifts (day rate) | 0
Want Access (EWP) | Electric 15ft (4.5m) Micro Scissor | 15ft (4.5m) Micro Scissor — Scissor Lifts (Day Rate) | 55 | Electric 15ft (4.5m) Micro Scissor — 15ft (4.5m) Micro Scissor — Scissor Lifts (Day Rate) (Want Access (EWP)) | want access (ewp) electric 15ft (4.5m) micro scissor 15ft (4.5m) micro scissor — scissor lifts (day rate) | 0
Want Access (EWP) | Electric 19ft (5.8m) Scissor | 19ft (5.8m) Scissor — Scissor Lifts (Day Rate) | 55 | Electric 19ft (5.8m) Scissor — 19ft (5.8m) Scissor — Scissor Lifts (Day Rate) (Want Access (EWP)) | want access (ewp) electric 19ft (5.8m) scissor 19ft (5.8m) scissor — scissor lifts (day rate) | 0
Want Access (EWP) | Electric 20ft (6.1m) Scissor | 20ft (6.1m) Scissor — Scissor Lifts (Day Rate) | 55 | Electric 20ft (6.1m) Scissor — 20ft (6.1m) Scissor — Scissor Lifts (Day Rate) (Want Access (EWP)) | want access (ewp) electric 20ft (6.1m) scissor 20ft (6.1m) scissor — scissor lifts (day rate) | 0
Want Access (EWP) | Electric 20ft (6.1m) Wide Scissor | 20ft (6.1m) Wide Scissor — Scissor Lifts (Day Rate) | 90 | Electric 20ft (6.1m) Wide Scissor — 20ft (6.1m) Wide Scissor — Scissor Lifts (Day Rate) (Want Access (EWP)) | want access (ewp) electric 20ft (6.1m) wide scissor 20ft (6.1m) wide scissor — scissor lifts (day rate) | 0
Want Access (EWP) | Electric 26ft (7.9m) Narrow Scissor | 26ft (7.9m) Narrow Scissor — Scissor Lifts (Day Rate) | 80 | Electric 26ft (7.9m) Narrow Scissor — 26ft (7.9m) Narrow Scissor — Scissor Lifts (Day Rate) (Want Access (EWP)) | want access (ewp) electric 26ft (7.9m) narrow scissor 26ft (7.9m) narrow scissor — scissor lifts (day rate) | 0
Want Access (EWP) | Electric 26ft (7.9m) Scissor | 26ft (7.9m) Scissor — Scissor Lifts (Day Rate) | 80 | Electric 26ft (7.9m) Scissor — 26ft (7.9m) Scissor — Scissor Lifts (Day Rate) (Want Access (EWP)) | want access (ewp) electric 26ft (7.9m) scissor 26ft (7.9m) scissor — scissor lifts (day rate) | 0
Want Access (EWP) | Electric 32ft (9.8m) Narrow Scissor | 32ft (9.8m) Narrow Scissor — Scissor Lifts (Day Rate) | 90 | Electric 32ft (9.8m) Narrow Scissor — 32ft (9.8m) Narrow Scissor — Scissor Lifts (Day Rate) (Want Access (EWP)) | want access (ewp) electric 32ft (9.8m) narrow scissor 32ft (9.8m) narrow scissor — scissor lifts (day rate) | 0
Want Access (EWP) | Electric 32ft (9.8m) Scissor | 32ft (9.8m) Scissor — Scissor Lifts (Day Rate) | 105 | Electric 32ft (9.8m) Scissor — 32ft (9.8m) Scissor — Scissor Lifts (Day Rate) (Want Access (EWP)) | want access (ewp) electric 32ft (9.8m) scissor 32ft (9.8m) scissor — scissor lifts (day rate) | 0
Want Access (EWP) | Electric 40ft (12.1m) Scissor | 40ft (12.1m) Scissor — Scissor Lifts (Day Rate) | 140 | Electric 40ft (12.1m) Scissor — 40ft (12.1m) Scissor — Scissor Lifts (Day Rate) (Want Access (EWP)) | want access (ewp) electric 40ft (12.1m) scissor 40ft (12.1m) scissor — scissor lifts (day rate) | 0
Want Access (EWP) | Rough Terrain 33ft (10.05m) Scissor | 33ft (10.05m) Scissor — Scissor Lifts (Day Rate) | 130 | Rough Terrain 33ft (10.05m) Scissor — 33ft (10.05m) Scissor — Scissor Lifts (Day Rate) (Want Access (EWP)) | want access (ewp) rough terrain 33ft (10.05m) scissor 33ft (10.05m) scissor — scissor lifts (day rate) | 0
Want Access (EWP) | Rough Terrain 41/43ft (12.5/13.1m) Scissor | 41/43ft (12.5/13.1m) Scissor — Scissor Lifts (Day Rate) | 200 | Rough Terrain 41/43ft (12.5/13.1m) Scissor — 41/43ft (12.5/13.1m) Scissor — Scissor Lifts (Day Rate) (Want Access (EWP)) | want access (ewp) rough terrain 41/43ft (12.5/13.1m) scissor 41/43ft (12.5/13.1m) scissor — scissor lifts (day rate) | 0
Want Access (EWP) | Rough Terrain 50ft (15.2m) Scissor | 50ft (15.2m) Scissor — Scissor Lifts (Day Rate) | 260 | Rough Terrain 50ft (15.2m) Scissor — 50ft (15.2m) Scissor — Scissor Lifts (Day Rate) (Want Access (EWP)) | want access (ewp) rough terrain 50ft (15.2m) scissor 50ft (15.2m) scissor — scissor lifts (day rate) | 0
Want Access (EWP) | Self Levelling 19ft (5.9m) Athena Bi-Levelling Scissor | 19ft (5.9m) Athena Bi-Levelling Scissor — Scissor Lifts (Day Rate) | 330 | Self Levelling 19ft (5.9m) Athena Bi-Levelling Scissor — 19ft (5.9m) Athena Bi-Levelling Scissor — Scissor Lifts (Day Rate) (Want Access (EWP)) | want access (ewp) self levelling 19ft (5.9m) athena bi-levelling scissor 19ft (5.9m) athena bi-levelling scissor — scissor lifts (day rate) | 0
Want Access (EWP) | Electric Knuckle 32ft (9.8m) Knuckle Boom | 32ft (9.8m) Knuckle Boom — Boom Lifts (Day Rate) | 170 | Electric Knuckle 32ft (9.8m) Knuckle Boom — 32ft (9.8m) Knuckle Boom — Boom Lifts (Day Rate) (Want Access (EWP)) | want access (ewp) electric knuckle 32ft (9.8m) knuckle boom 32ft (9.8m) knuckle boom — boom lifts (day rate) | 0
Want Access (EWP) | Electric Knuckle 45ft (13.8m) Knuckle Boom | 45ft (13.8m) Knuckle Boom — Boom Lifts (Day Rate) | 190 | Electric Knuckle 45ft (13.8m) Knuckle Boom — 45ft (13.8m) Knuckle Boom — Boom Lifts (Day Rate) (Want Access (EWP)) | want access (ewp) electric knuckle 45ft (13.8m) knuckle boom 45ft (13.8m) knuckle boom — boom lifts (day rate) | 0
Want Access (EWP) | Rough Terrain Knuckle 34ft (10.4m) Knuckle Boom | 34ft (10.4m) Knuckle Boom — Boom Lifts (Day Rate) | 170 | Rough Terrain Knuckle 34ft (10.4m) Knuckle Boom — 34ft (10.4m) Knuckle Boom — Boom Lifts (Day Rate) (Want Access (EWP)) | want access (ewp) rough terrain knuckle 34ft (10.4m) knuckle boom 34ft (10.4m) knuckle boom — boom lifts (day rate) | 0
Want Access (EWP) | Rough Terrain Knuckle 46ft (13.8m) Knuckle Boom | 46ft (13.8m) Knuckle Boom — Boom Lifts (Day Rate) | 190 | Rough Terrain Knuckle 46ft (13.8m) Knuckle Boom — 46ft (13.8m) Knuckle Boom — Boom Lifts (Day Rate) (Want Access (EWP)) | want access (ewp) rough terrain knuckle 46ft (13.8m) knuckle boom 46ft (13.8m) knuckle boom — boom lifts (day rate) | 0
Want Access (EWP) | Rough Terrain Knuckle 51ft (15.5m) Knuckle Boom | 51ft (15.5m) Knuckle Boom — Boom Lifts (Day Rate) | 250 | Rough Terrain Knuckle 51ft (15.5m) Knuckle Boom — 51ft (15.5m) Knuckle Boom — Boom Lifts (Day Rate) (Want Access (EWP)) | want access (ewp) rough terrain knuckle 51ft (15.5m) knuckle boom 51ft (15.5m) knuckle boom — boom lifts (day rate) | 0
Want Access (EWP) | Rough Terrain Knuckle 60ft (18.2m) Knuckle Boom | 60ft (18.2m) Knuckle Boom — Boom Lifts (Day Rate) | 220 | Rough Terrain Knuckle 60ft (18.2m) Knuckle Boom — 60ft (18.2m) Knuckle Boom — Boom Lifts (Day Rate) (Want Access (EWP)) | want access (ewp) rough terrain knuckle 60ft (18.2m) knuckle boom 60ft (18.2m) knuckle boom — boom lifts (day rate) | 0
Want Access (EWP) | Rough Terrain Knuckle 80ft (24.1m) Knuckle Boom | 80ft (24.1m) Knuckle Boom — Boom Lifts (Day Rate) | 300 | Rough Terrain Knuckle 80ft (24.1m) Knuckle Boom — 80ft (24.1m) Knuckle Boom — Boom Lifts (Day Rate) (Want Access (EWP)) | want access (ewp) rough terrain knuckle 80ft (24.1m) knuckle boom 80ft (24.1m) knuckle boom — boom lifts (day rate) | 0
Want Access (EWP) | Rough Terrain Knuckle 135ft (41m) Knuckle Boom | 135ft (41m) Knuckle Boom — Boom Lifts (Day Rate) | 1300 | Rough Terrain Knuckle 135ft (41m) Knuckle Boom — 135ft (41m) Knuckle Boom — Boom Lifts (Day Rate) (Want Access (EWP)) | want access (ewp) rough terrain knuckle 135ft (41m) knuckle boom 135ft (41m) knuckle boom — boom lifts (day rate) | 0
Want Access (EWP) | Rough Terrain Stick 46ft (13.8m) Stick Boom | 46ft (13.8m) Stick Boom — Boom Lifts (Day Rate) | 190 | Rough Terrain Stick 46ft (13.8m) Stick Boom — 46ft (13.8m) Stick Boom — Boom Lifts (Day Rate) (Want Access (EWP)) | want access (ewp) rough terrain stick 46ft (13.8m) stick boom 46ft (13.8m) stick boom — boom lifts (day rate) | 0
Want Access (EWP) | Rough Terrain Stick 66ft (20.1m) Stick Boom | 66ft (20.1m) Stick Boom — Boom Lifts (Day Rate) | 220 | Rough Terrain Stick 66ft (20.1m) Stick Boom — 66ft (20.1m) Stick Boom — Boom Lifts (Day Rate) (Want Access (EWP)) | want access (ewp) rough terrain stick 66ft (20.1m) stick boom 66ft (20.1m) stick boom — boom lifts (day rate) | 0
Want Access (EWP) | Rough Terrain Stick 86ft (26.2m) Stick Boom | 86ft (26.2m) Stick Boom — Boom Lifts (Day Rate) | 300 | Rough Terrain Stick 86ft (26.2m) Stick Boom — 86ft (26.2m) Stick Boom — Boom Lifts (Day Rate) (Want Access (EWP)) | want access (ewp) rough terrain stick 86ft (26.2m) stick boom 86ft (26.2m) stick boom — boom lifts (day rate) | 0
Want Access (EWP) | Rough Terrain Stick 135ft (41m) Stick Boom | 135ft (41m) Stick Boom — Boom Lifts (Day Rate) | 1300 | Rough Terrain Stick 135ft (41m) Stick Boom — 135ft (41m) Stick Boom — Boom Lifts (Day Rate) (Want Access (EWP)) | want access (ewp) rough terrain stick 135ft (41m) stick boom 135ft (41m) stick boom — boom lifts (day rate) | 0
Want Access (EWP) | Hybrid Boom Elec/Diesel 33ft (10.05m) Nifty HR12 Boom Lift | 33ft (10.05m) Nifty HR12 Boom Lift — Boom Lifts (Day Rate) | 320 | Hybrid Boom Elec/Diesel 33ft (10.05m) Nifty HR12 Boom Lift — 33ft (10.05m) Nifty HR12 Boom Lift — Boom Lifts (Day Rate) (Want Access (EWP)) | want access (ewp) hybrid boom elec/diesel 33ft (10.05m) nifty hr12 boom lift 33ft (10.05m) nifty hr12 boom lift — boom lifts (day rate) | 0
Want Access (EWP) | Hybrid Boom Elec/Diesel 60ft (18.2m) Hybrid Knuckle Boom | 60ft (18.2m) Hybrid Knuckle Boom — Boom Lifts (Day Rate) | 400 | Hybrid Boom Elec/Diesel 60ft (18.2m) Hybrid Knuckle Boom — 60ft (18.2m) Hybrid Knuckle Boom — Boom Lifts (Day Rate) (Want Access (EWP)) | want access (ewp) hybrid boom elec/diesel 60ft (18.2m) hybrid knuckle boom 60ft (18.2m) hybrid knuckle boom — boom lifts (day rate) | 0
Want Access (EWP) | Electric Electric Pallet Jacks | Electric Pallet Jacks — Forklifts & Telehandlers (Day Rate) | 120 | Electric Electric Pallet Jacks — Electric Pallet Jacks — Forklifts & Telehandlers (Day Rate) (Want Access (EWP)) | want access (ewp) electric electric pallet jacks electric pallet jacks — forklifts & telehandlers (day rate) | 0
Want Access (EWP) | Gas & Rough Terrain 2.5T Gas Forklift | 2.5T Gas Forklift — Forklifts & Telehandlers (Day Rate) | 120 | Gas & Rough Terrain 2.5T Gas Forklift — 2.5T Gas Forklift — Forklifts & Telehandlers (Day Rate) (Want Access (EWP)) | want access (ewp) gas & rough terrain 2.5t gas forklift 2.5t gas forklift — forklifts & telehandlers (day rate) | 0
Want Access (EWP) | Gas & Rough Terrain 3.0T Gas Forklift | 3.0T Gas Forklift — Forklifts & Telehandlers (Day Rate) | 150 | Gas & Rough Terrain 3.0T Gas Forklift — 3.0T Gas Forklift — Forklifts & Telehandlers (Day Rate) (Want Access (EWP)) | want access (ewp) gas & rough terrain 3.0t gas forklift 3.0t gas forklift — forklifts & telehandlers (day rate) | 0
Want Access (EWP) | Gas & Rough Terrain 2.5T 6M Telehandler | 2.5T 6M Telehandler — Forklifts & Telehandlers (Day Rate) | 300 | Gas & Rough Terrain 2.5T 6M Telehandler — 2.5T 6M Telehandler — Forklifts & Telehandlers (Day Rate) (Want Access (EWP)) | want access (ewp) gas & rough terrain 2.5t 6m telehandler 2.5t 6m telehandler — forklifts & telehandlers (day rate) | 0
Want Access (EWP) | Gas & Rough Terrain 3T 7M Telehandler | 3T 7M Telehandler — Forklifts & Telehandlers (Day Rate) | 350 | Gas & Rough Terrain 3T 7M Telehandler — 3T 7M Telehandler — Forklifts & Telehandlers (Day Rate) (Want Access (EWP)) | want access (ewp) gas & rough terrain 3t 7m telehandler 3t 7m telehandler — forklifts & telehandlers (day rate) | 0
Want Access (EWP) | Gas & Rough Terrain 3.5T 10M Telehandler | 3.5T 10M Telehandler — Forklifts & Telehandlers (Day Rate) | 420 | Gas & Rough Terrain 3.5T 10M Telehandler — 3.5T 10M Telehandler — Forklifts & Telehandlers (Day Rate) (Want Access (EWP)) | want access (ewp) gas & rough terrain 3.5t 10m telehandler 3.5t 10m telehandler — forklifts & telehandlers (day rate) | 0
Want Access (EWP) | Gas & Rough Terrain 4T 17M Telehandler | 4T 17M Telehandler — Forklifts & Telehandlers (Day Rate) | 480 | Gas & Rough Terrain 4T 17M Telehandler — 4T 17M Telehandler — Forklifts & Telehandlers (Day Rate) (Want Access (EWP)) | want access (ewp) gas & rough terrain 4t 17m telehandler 4t 17m telehandler — forklifts & telehandlers (day rate) | 0
Want Access (EWP) | EQSS Secondary Scissor Lift Guarding | EQSS Secondary Scissor Lift Guarding — Attachments (Day Rate) | 2.5 | EQSS Secondary Scissor Lift Guarding — EQSS Secondary Scissor Lift Guarding — Attachments (Day Rate) (Want Access (EWP)) | want access (ewp) eqss secondary scissor lift guarding eqss secondary scissor lift guarding — attachments (day rate) | 0
Want Access (EWP) | Electric Scissor Lift — Pipe Racks | Electric Scissor Lift — Pipe Racks — Attachments (Day Rate) | 8 | Electric Scissor Lift — Pipe Racks — Electric Scissor Lift — Pipe Racks — Attachments (Day Rate) (Want Access (EWP)) | want access (ewp) electric scissor lift — pipe racks electric scissor lift — pipe racks — attachments (day rate) | 0
Want Access (EWP) | Electric Scissor Lift — Board Carriers | Electric Scissor Lift — Board Carriers — Attachments (Day Rate) | 8 | Electric Scissor Lift — Board Carriers — Electric Scissor Lift — Board Carriers — Attachments (Day Rate) (Want Access (EWP)) | want access (ewp) electric scissor lift — board carriers electric scissor lift — board carriers — attachments (day rate) | 0
Want Access (EWP) | Diesel Scissor Lift — Pipe Racks | Diesel Scissor Lift — Pipe Racks — Attachments (Day Rate) | 15 | Diesel Scissor Lift — Pipe Racks — Diesel Scissor Lift — Pipe Racks — Attachments (Day Rate) (Want Access (EWP)) | want access (ewp) diesel scissor lift — pipe racks diesel scissor lift — pipe racks — attachments (day rate) | 0
Want Access (EWP) | Forklift — Rotator | Forklift — Rotator — Attachments (Day Rate) | 30 | Forklift — Rotator — Forklift — Rotator — Attachments (Day Rate) (Want Access (EWP)) | want access (ewp) forklift — rotator forklift — rotator — attachments (day rate) | 0
Want Access (EWP) | 2.5T Telehandler — Rotator | 2.5T Telehandler — Rotator — Attachments (Day Rate) | 30 | 2.5T Telehandler — Rotator — 2.5T Telehandler — Rotator — Attachments (Day Rate) (Want Access (EWP)) | want access (ewp) 2.5t telehandler — rotator 2.5t telehandler — rotator — attachments (day rate) | 0
Want Access (EWP) | 2.5T Telehandler — Jib | 2.5T Telehandler — Jib — Attachments (Day Rate) | 20 | 2.5T Telehandler — Jib — 2.5T Telehandler — Jib — Attachments (Day Rate) (Want Access (EWP)) | want access (ewp) 2.5t telehandler — jib 2.5t telehandler — jib — attachments (day rate) | 0
Want Access (EWP) | 3T & Over Telehandler — Rotator | 3T & Over Telehandler — Rotator — Attachments (Day Rate) | 35 | 3T & Over Telehandler — Rotator — 3T & Over Telehandler — Rotator — Attachments (Day Rate) (Want Access (EWP)) | want access (ewp) 3t & over telehandler — rotator 3t & over telehandler — rotator — attachments (day rate) | 0
Want Access (EWP) | 3T & Over Telehandler — Jib | 3T & Over Telehandler — Jib — Attachments (Day Rate) | 25 | 3T & Over Telehandler — Jib — 3T & Over Telehandler — Jib — Attachments (Day Rate) (Want Access (EWP)) | want access (ewp) 3t & over telehandler — jib 3t & over telehandler — jib — attachments (day rate) | 0
ESA (EWP) | 19ft Electric Scissor Lift (Daily) | 19ft Electric Scissor Lift — Electric Scissor (Daily Base Rate ex GST/levies) | 100 | 19ft Electric Scissor Lift (Daily) — 19ft Electric Scissor Lift — Electric Scissor (Daily Base Rate ex GST/levies) (ESA (EWP)) | esa (ewp) 19ft electric scissor lift (daily) 19ft electric scissor lift — electric scissor (daily base rate ex gst/levies) | 0
ESA (EWP) | 19ft Electric Scissor Lift (Weekly) | 19ft Electric Scissor Lift — Electric Scissor (Weekly Base Rate ex GST/levies) | 120 | 19ft Electric Scissor Lift (Weekly) — 19ft Electric Scissor Lift — Electric Scissor (Weekly Base Rate ex GST/levies) (ESA (EWP)) | esa (ewp) 19ft electric scissor lift (weekly) 19ft electric scissor lift — electric scissor (weekly base rate ex gst/levies) | 0
ESA (EWP) | 26ft Electric Scissor Lift (Daily) | 26ft Electric Scissor Lift — Electric Scissor (Daily Base Rate ex GST/levies) | 130 | 26ft Electric Scissor Lift (Daily) — 26ft Electric Scissor Lift — Electric Scissor (Daily Base Rate ex GST/levies) (ESA (EWP)) | esa (ewp) 26ft electric scissor lift (daily) 26ft electric scissor lift — electric scissor (daily base rate ex gst/levies) | 0
ESA (EWP) | 26ft Electric Scissor Lift (Weekly) | 26ft Electric Scissor Lift — Electric Scissor (Weekly Base Rate ex GST/levies) | 240 | 26ft Electric Scissor Lift (Weekly) — 26ft Electric Scissor Lift — Electric Scissor (Weekly Base Rate ex GST/levies) (ESA (EWP)) | esa (ewp) 26ft electric scissor lift (weekly) 26ft electric scissor lift — electric scissor (weekly base rate ex gst/levies) | 0
ESA (EWP) | 32ft Electric Scissor Lift (Daily) | 32ft Electric Scissor Lift — Electric Scissor (Daily Base Rate ex GST/levies) | 140 | 32ft Electric Scissor Lift (Daily) — 32ft Electric Scissor Lift — Electric Scissor (Daily Base Rate ex GST/levies) (ESA (EWP)) | esa (ewp) 32ft electric scissor lift (daily) 32ft electric scissor lift — electric scissor (daily base rate ex gst/levies) | 0
ESA (EWP) | 32ft Electric Scissor Lift (Weekly) | 32ft Electric Scissor Lift — Electric Scissor (Weekly Base Rate ex GST/levies) | 280 | 32ft Electric Scissor Lift (Weekly) — 32ft Electric Scissor Lift — Electric Scissor (Weekly Base Rate ex GST/levies) (ESA (EWP)) | esa (ewp) 32ft electric scissor lift (weekly) 32ft electric scissor lift — electric scissor (weekly base rate ex gst/levies) | 0
ESA (EWP) | 40ft Electric Scissor Lift (Daily) | 40ft Electric Scissor Lift — Electric Scissor (Daily Base Rate ex GST/levies) | 250 | 40ft Electric Scissor Lift (Daily) — 40ft Electric Scissor Lift — Electric Scissor (Daily Base Rate ex GST/levies) (ESA (EWP)) | esa (ewp) 40ft electric scissor lift (daily) 40ft electric scissor lift — electric scissor (daily base rate ex gst/levies) | 0
ESA (EWP) | 40ft Electric Scissor Lift (Weekly) | 40ft Electric Scissor Lift — Electric Scissor (Weekly Base Rate ex GST/levies) | 500 | 40ft Electric Scissor Lift (Weekly) — 40ft Electric Scissor Lift — Electric Scissor (Weekly Base Rate ex GST/levies) (ESA (EWP)) | esa (ewp) 40ft electric scissor lift (weekly) 40ft electric scissor lift — electric scissor (weekly base rate ex gst/levies) | 0
ESA (EWP) | 30/34ft Electric Knuckle Boom (Daily) | 30/34ft Electric Knuckle Boom — Electric Knuckle Boom (Daily Base Rate ex GST/levies) | 200 | 30/34ft Electric Knuckle Boom (Daily) — 30/34ft Electric Knuckle Boom — Electric Knuckle Boom (Daily Base Rate ex GST/levies) (ESA (EWP)) | esa (ewp) 30/34ft electric knuckle boom (daily) 30/34ft electric knuckle boom — electric knuckle boom (daily base rate ex gst/levies) | 0
ESA (EWP) | 30/34ft Electric Knuckle Boom (Weekly) | 30/34ft Electric Knuckle Boom — Electric Knuckle Boom (Weekly Base Rate ex GST/levies) | 600 | 30/34ft Electric Knuckle Boom (Weekly) — 30/34ft Electric Knuckle Boom — Electric Knuckle Boom (Weekly Base Rate ex GST/levies) (ESA (EWP)) | esa (ewp) 30/34ft electric knuckle boom (weekly) 30/34ft electric knuckle boom — electric knuckle boom (weekly base rate ex gst/levies) | 0
ESA (EWP) | 45ft Electric Knuckle Boom (Daily) | 45ft Electric Knuckle Boom — Electric Knuckle Boom (Daily Base Rate ex GST/levies) | 250 | 45ft Electric Knuckle Boom (Daily) — 45ft Electric Knuckle Boom — Electric Knuckle Boom (Daily Base Rate ex GST/levies) (ESA (EWP)) | esa (ewp) 45ft electric knuckle boom (daily) 45ft electric knuckle boom — electric knuckle boom (daily base rate ex gst/levies) | 0
ESA (EWP) | 45ft Electric Knuckle Boom (Weekly) | 45ft Electric Knuckle Boom — Electric Knuckle Boom (Weekly Base Rate ex GST/levies) | 750 | 45ft Electric Knuckle Boom (Weekly) — 45ft Electric Knuckle Boom — Electric Knuckle Boom (Weekly Base Rate ex GST/levies) (ESA (EWP)) | esa (ewp) 45ft electric knuckle boom (weekly) 45ft electric knuckle boom — electric knuckle boom (weekly base rate ex gst/levies) | 0
ESA (EWP) | 19ft Electric Scissor Lift (To Site) | 19ft Electric Scissor Lift — Electric Scissor (To Site Base Rate ex GST/levies) | 165 | 19ft Electric Scissor Lift (To Site) — 19ft Electric Scissor Lift — Electric Scissor (To Site Base Rate ex GST/levies) (ESA (EWP)) | esa (ewp) 19ft electric scissor lift (to site) 19ft electric scissor lift — electric scissor (to site base rate ex gst/levies) | 0
ESA (EWP) | 26ft Electric Scissor Lift (To Site) | 26ft Electric Scissor Lift — Electric Scissor (To Site Base Rate ex GST/levies) | 165 | 26ft Electric Scissor Lift (To Site) — 26ft Electric Scissor Lift — Electric Scissor (To Site Base Rate ex GST/levies) (ESA (EWP)) | esa (ewp) 26ft electric scissor lift (to site) 26ft electric scissor lift — electric scissor (to site base rate ex gst/levies) | 0
ESA (EWP) | 32ft Electric Scissor Lift (To Site) | 32ft Electric Scissor Lift — Electric Scissor (To Site Base Rate ex GST/levies) | 165 | 32ft Electric Scissor Lift (To Site) — 32ft Electric Scissor Lift — Electric Scissor (To Site Base Rate ex GST/levies) (ESA (EWP)) | esa (ewp) 32ft electric scissor lift (to site) 32ft electric scissor lift — electric scissor (to site base rate ex gst/levies) | 0
ESA (EWP) | 40ft Electric Scissor Lift (To Site) | 40ft Electric Scissor Lift — Electric Scissor (To Site Base Rate ex GST/levies) | 200 | 40ft Electric Scissor Lift (To Site) — 40ft Electric Scissor Lift — Electric Scissor (To Site Base Rate ex GST/levies) (ESA (EWP)) | esa (ewp) 40ft electric scissor lift (to site) 40ft electric scissor lift — electric scissor (to site base rate ex gst/levies) | 0
ESA (EWP) | 30/34ft Electric Knuckle Boom (To Site) | 30/34ft Electric Knuckle Boom — Electric Knuckle Boom (To Site Base Rate ex GST/levies) | 221 | 30/34ft Electric Knuckle Boom (To Site) — 30/34ft Electric Knuckle Boom — Electric Knuckle Boom (To Site Base Rate ex GST/levies) (ESA (EWP)) | esa (ewp) 30/34ft electric knuckle boom (to site) 30/34ft electric knuckle boom — electric knuckle boom (to site base rate ex gst/levies) | 0
ESA (EWP) | 45ft Electric Knuckle Boom (To Site) | 45ft Electric Knuckle Boom — Electric Knuckle Boom (To Site Base Rate ex GST/levies) | 240 | 45ft Electric Knuckle Boom (To Site) — 45ft Electric Knuckle Boom — Electric Knuckle Boom (To Site Base Rate ex GST/levies) (ESA (EWP)) | esa (ewp) 45ft electric knuckle boom (to site) 45ft electric knuckle boom — electric knuckle boom (to site base rate ex gst/levies) | 0

## Pertronic
PERTRONIC INDUSTRIES Pty Ltd — Trade Price List (AUD excl. GST) ¦ Effective 1 April 2025
Prices may change without notice. Special/project pricing available — contact local Pertronic office. All prices in AUD excl. GST and freight.
Category | Product Code | Description | List Price (AUD) | Notes
F220 Panels — 600mm | F220-A0.6/5A | F220, 600mm Cabinet, 2 Loops, 5A PSU, White rackplates | 4150 | 600H x 450W x 155D mm
F220 Panels — 600mm | F220-A0.6/11A | F220, 600mm Cabinet, 2 Loops, 11A PSU, White rackplates | 4391
F220 Panels — 10U | F220-A10U/5A | F220, 10U Cabinet, 2 Loops, 5A PSU | 3900 | Incl. LCD; 530H x 550W x 185D mm
F220 Panels — 13U | F220-A13U/5A | F220, 13U Cabinet, 2 Loops, 5A PSU | 3990 | 600H x 550W x 185D mm
F220 Panels — 13U | F220-A13U/5A-NOASE | F220, 13U, 5A PSU, 8WCOMR, No ASE | 5872
F220 Panels — 13U | F220-A13U/5A/EA60 | F220, 13U, 5A PSU, 60W Amp+Mic | 4853
F220 Panels — 13U | F220-A13U/11A | F220, 13U Cabinet, 2 Loops, 11A PSU | 4231
F220 Panels — 13U | F220-A13U/11A/EA60 | F220, 13U, 11A PSU, 60W Amp+Mic | 5094
F220 Panels — 16U | F220-A16U/5A | F220, 16U Cabinet, 2 Loops, 5A PSU | 4730 | 800H x 575W x 185D mm
F220 Panels — 16U | F220-A16U/5A/EA60 | F220, 16U, 5A PSU, 60W Amp+Mic | 5593
F220 Panels — 16U | F220-A16U/5A/NCU | F220, 16U, 5A PSU, Network Control Unit | 5411
F220 Panels — 16U | F220-A16U/11A | F220, 16U Cabinet, 2 Loops, 11A PSU | 4971
F220 Panels — 16U | F220-A16U/11A/EA60 | F220, 16U, 11A PSU, 60W Amp+Mic | 5834
F220 Panels — 16U | F220-A16U/11A/EA120 | F220, 16U, 11A PSU, 120W Amp+Mic | 6049
F220 Panels — 16U | F220-A16U/11A/NCU | F220, 16U, 11A PSU, Network Control Unit | 5652
F220 Panels — 16U | F220-A16U/22A | F220, 16U Cabinet, 2 Loops, 22A PSU | 5188
F220 Panels — 16U | F220-A16U/22A/EA120 | F220, 16U, 22A PSU, 120W Amp+Mic | 6266
F220 Panels — 22U | F220-A22U/5A | F220, 22U Cabinet, 2 Loops, 5A PSU | 6065 | 1065H x 575W x 290D mm
F220 Panels — 22U | F220-A22U/5A/EA60 | F220, 22U, 5A PSU, 60W Amp+Mic | 6929
F220 Panels — 22U | F220-A22U/11A | F220, 22U Cabinet, 2 Loops, 11A PSU | 6306
F220 Panels — 22U | F220-A22U/11A/EA60 | F220, 22U, 11A PSU, 60W Amp+Mic | 7170
F220 Panels — 22U | F220-A22U/11A/EA120 | F220, 22U, 11A PSU, 120W Amp+Mic | 7386
F220 Panels — 22U | F220-A22U/22A | F220, 22U Cabinet, 2 Loops, 22A PSU | 6523
F220 Panels — 22U | F220-A22U/22A/EA60 | F220, 22U, 22A PSU, 60W Amp+Mic | 7386
F220 Panels — 22U | F220-A22U/22A/EA120 | F220, 22U, 22A PSU, 120W Amp+Mic | 7601
F220 Panels — 28U Slim | F220-A28US/5A | F220, 28U Slim Cabinet, 2 Loops, 5A PSU | 6475 | 1330H x 575W x 290D mm
F220 Panels — 28U Slim | F220-A28US/11A | F220, 28U Slim Cabinet, 2 Loops, 11A PSU | 6717
F220 Panels — 28U Slim | F220-A28US/22A | F220, 28U Slim Cabinet, 2 Loops, 22A PSU | 6932
F220 Panels — 28U | F220-A28U/5A | F220, 28U Cabinet, 2 Loops, 5A PSU | 6475 | 1330H x 575W x 385D mm
F220 Panels — 28U | F220-A28U/11A | F220, 28U Cabinet, 2 Loops, 11A PSU | 6717
F220 Panels — 28U | F220-A28U/22A | F220, 28U Cabinet, 2 Loops, 22A PSU | 6932
F220 Panels — 40U | F220-A40U/5A | F220, 40U Cabinet, 2 Loops, 5A PSU | 7102 | 1865H x 575W x 385D mm
F220 Panels — 40U | F220-A40U/11A | F220, 40U Cabinet, 2 Loops, 11A PSU | 7342
F220 Panels — 40U | F220-A40U/22A | F220, 40U Cabinet, 2 Loops, 22A PSU | 7559
F220 Panels — ARC | F220-A10U/5A-ARC | F220, 10U, 5A PSU c/w ARC | 4442 | Agent Release Controller
F220 Panels — ARC | F220-A13U/5A-ARC | F220, 13U, 5A PSU c/w ARC | 4698
F220 Panels — ARC | F220-A16U/5A-ARC | F220, 16U, 5A PSU c/w ARC | 5364
F220 Panels — ARC | F220-A16U/11A-ARC | F220, 16U, 11A PSU c/w ARC | 5605
F220 Panels — ARC | F220-A28U/5A-ARC | F220, 28U, 5A PSU c/w ARC | 6504
F220 Panels — ARC | F220-A28U/11A-ARC | F220, 28U, 11A PSU c/w ARC | 6745
Panel Accessories | F120P2LMB-A | F120A/F220 2 Loop Driver Mini Board V1.16 | 907
Panel Accessories | LPSNUB | Loop Snubber PCB Assembly | 20
Display Mimics | F220-FFMA | F220 LCD Full Function Mimic AUS | 1260
Display Mimics | F220-AMMA | F220 Alarm Mini-Mimic AUS | 835
Display Mimics | F220-EMMA | F220 Enhanced Mini-Mimic AUS | 877
Display Mimics | MINIMIMIC | F100A/F120A LCD Mini Mimic with Next & Buzzer Mute | 599
Display Mimics | FIREMAP | FireMap Graphics Software Licence | 7000
Display Mimics | 8RLYM | 8 Way Relay Card (requires LAC485) | 168
Display Mimics | LAC485 | LED Address Controller RS485 — Pulsing LED | 231
Modules — F100A/F220 | AALR-MFA | AA Loop Responder 8 I/P Multifunction+Rly O/P | 347
Modules — F100A/F220 | AALREL | AA Loop Relay — 4 Relay | 347
Modules — F100A/F220 | AAM | Alarm Acknowledge Module | 125
Modules — F100A/F220 | 8SAAIB | AA Isolator Board — 8 Spur | 210
Modules — F100A/F220 | ITM | AA Isolate Timer Module | 305
Modules — F100A/F220 | PMB125 | Universal AA Mounting Box 123x123x55mm | 15
Modules — F100A/F220 | 8WCOMR | 8 Way Common Relay Board | 137
Modules — F100A/F220 | ZMB24V | Zonal Bell Monitor Board 24V | 185
Modules — System Sensor | M500DMR | AA Dual Input/Output Module | 277 | Uses M200E-SMB Box
Modules — System Sensor | M500M | AA Single Input Module | 102 | Uses PMB125
Modules — System Sensor | M500R | AA Single Relay Output Module | 120 | Uses PMB125
Modules — System Sensor | M500S | AA Single Supervised Relay Output Module | 120 | Uses PMB125
Modules — System Sensor | M501M | AA Single Input Mini Module | 78
Modules — System Sensor | M500X | Loop Isolator Module | 85
Modules — System Sensor | ISO524-1 | Short Circuit Isolator Single Euro | 54
Modules — System Sensor | M200E-SMB | Surface Mount Box for 200 Series Modules | 19.25
Fan Controls | FCM | Fan Control Module (AS1670.1-2018) | 165
Fan Controls | FCRLY | Fan Control Relay 125x125x56mm Enclosure | 195
Fan Controls | FCRM | Fan Control Repeater Module (AS1670.1-2018) | 175
Fan Controls | FCRESETU | Fan Control Reset Unit (AS1670.1-2018) | 185
Fan Controls | FCSU | Fan Control Switch Unit (AS1670.1-2018) | 185
Fan Controls | DCSWU | Damper Control Switch Unit NF/FLT/FIR (AS1670.1-2018) | 185
Fan Controls | DCSRU | Damper Control Repeater Unit NF/FLT/FIR Indication only | 145
Networking | NET2CARD | F220 Net2 Network Card | 710
Networking | FMEGATE | FireMap Ethernet Gateway Card F100A/F120A/F220 | 710
Networking | FIBNET-MMF | Multi Mode Fibre Converter for NET2CARD (2km) ST | 137
Networking | FIBNET-MMF-SC | Multi Mode Fibre Converter for NET2CARD (2km) SC | 131
Networking | FIBNET-SMF | Single Mode Fibre Converter for NET2CARD (20km) ST | 137
Networking | SPIB-MODBUS | SPIB Interface MODBUS HLI F100/F120/F220 | 3780
Networking | BASGLX-M1 | BASgatewayLX Modbus to BACnet Gateway | 4255 | Requires Modbus GPIB
AA Detectors | 2251CPI-W | AA Photoelectric C Series Smoke Detector — White | 113.5
AA Detectors | 2251CPI-IV | AA Photoelectric C Series Smoke Detector — Ivory | 119
AA Detectors | 2251BPI-BK | AA Photoelectric Smoke Detector — Black | 125
AA Detectors | 2351PTIRAUS-W | AA Photo-Thermal-IR Multi Sensor — White (excl base) | 201 | Acclimate replacement
AA Detectors | 5251CPI-W | AA Fixed Temp Thermal Detector Type B&D — White | 90
AA Detectors | 5251RCPI-W | AA ROR Thermal Detector Type A&C — White | 90
AA Detectors | 5251B-WP | AA Weatherproof Heat Detector Fixed Temp (with B501A base) | 156
AA Detectors | 5251RB-WP | AA Weatherproof Thermal Detector ROR+Fixed Temp | 156
AA Detectors | 7251CPI-W | AA Pinnacle Hi-Sensitivity Smoke C Series — White (excl base) | 479
AA Detectors | CP500 | CP500 Handheld Programmer for AA Weatherproof Detectors | 379
AA Detectors | 22051TLE-34-W | PTIR Multi-Criteria Analogue Smoke — White | 222 | While stocks last
AA Detectors | 2251CTLE-34-IV | COPTIR CO Multi-Criteria Analogue Smoke — Ivory | 396 | While stocks last
AA Detector Bases | B501AUS-W | AA Detector Base — White | 12.25
AA Detector Bases | B501AUS-BK | AA Detector Base — Black | 19.25
AA Detector Bases | B501AP-W | AA Detector Base — White (Addressable Sounder Compatible) | 14
AA Detector Bases | B501AP-BK | AA Detector Base — Black (Addressable Sounder Compatible) | 20
AA Detector Bases | B501BI-W | Isolator Base — Bright White for addressable detector | 53
AA Duct Detection | DNR-AUS | AA Duct Housing, No Relay, No Detector | 253
AA Duct Detection | DNRW | AA Watertight Non-Relay Duct Sampling | 349
AA Duct Detection | DST1.5 | Metal Sampling Tube — Duct Width 0.3–0.6m | 19
AA Duct Detection | DST3 | Metal Sampling Tube — Duct Width 0.6–1.2m | 27.5
AA Duct Detection | DST5 | Metal Sampling Tube — Duct Width 1.2–2.4m | 39.5
AA Duct Detection | DST10 | Metal Sampling Tube — Duct Width 2.4–3.7m | 68
Conv. Detectors | 2151BPI-W | Low Profile Photo Smoke Detector — White (excl base) | 72
Conv. Detectors | 2151BPI | Low Profile Photo Smoke Detector — Ivory (excl base) | 72
Conv. Detectors | 5151RAUS | Conv. Heat Detector ROR+Fixed 63°C — Type A | 50.5
Conv. Detectors | 5151AUS | Conv. Heat Detector Fixed 63°C — Type B | 50.5
Conv. Detectors | 5151RHAUS | Conv. Heat Detector ROR+Fixed 90°C — Type C | 52.5
Conv. Detectors | 5151HAUS | Conv. Heat Detector Fixed 90°C — Type D | 52.5
Conv. Detectors | 885-WP | Weatherproof Conv. Type B Heat Detector (Fixed) | 120.5
Conv. Detectors | B401-W | Conventional Detector Base — White | 11
Conv. Detectors | B401R | Conventional Detector Base with 470 Ohm Resistor | 18
Beam Detection | FRONE | Fireray One Beam Smoke Detector (50m reflector) | 1625
Beam Detection | FRLRK | Fireray Long Range Reflector Kit (120m) | 453.5
Beam Detection | FRSBB | Fireray Surface Back Box | 491.5
Beam Detection | FRACH | Fireray Anti-condensation Heater | 1098.8
Conv. Duct | D2-AUS | 2 Wire Conv. Duct Smoke Detector & Housing (excl tube) | 361
Conv. Duct | D4120 | 4 Wire Conv. Duct Smoke Detector 24V c/w Relay (excl tube) | 463
Flame Detectors | RFD-2000X | RFD-2000X UV/IR Flame Detector incl. mounting bracket | 4895.1
Flame Detectors | RFD-3000X | RFD-3000X IR3 Flame Detector incl. mounting bracket | 5850
Manual Call Points | MCP5A-RP02SF-K013-01 | KAC Resettable AA MCP Red c/w loop isolator, surface | 120
Manual Call Points | WCP5A-RP01SG-K013-01 | KAC Weatherproof AA MCP Red with mounting box | 302
Manual Call Points | MCP3A-R000SG-P088-01 | KAC Conv. Call Point — Red with mounting box | 44
Manual Call Points | MCP3A-W000SG-P088-02 | KAC Conv. Call Point — White with mounting box | 54
Manual Call Points | WCP3A-R000SG-STCK-01 | KAC Weatherproof Conv. MCP Red with mounting box | 244.5
Manual Call Points | MCP4A-Y000SG-K013-11 | Yellow Double Pole Gas Release MCP | 75
Manual Call Points | KG1 | KAC Spare Glass | 4.9
Manual Call Points | PS200 | PS200 Protective Hinged Cover for KAC MCPs | 12
Sounders & Strobes | DSS-PC-I00 | AA Sounder/Strobe Base c/w isolator — Pure White, AS7240.23 | 217 | Requires B501AP-W Base
Sounders & Strobes | WSS-PC-I00 | AA Wall Sounder/Strobe c/w isolator — Pure White, AS7240.23 | 210 | Requires B501AP-W Base
Sounders & Strobes | BSS-DR-N34 | AA Detector Base Sounder-Strobe Red, White Base, Non-Iso | 241 | Requires B501AP-IV Base
Sounders & Strobes | LASS-BSO-NC-W | AA Detector Base Sounder — White, Non-Isolation | 113.5 | Requires B501AUS Base
Sounders & Strobes | LASS-WSO-NC-W | AA Wall Sounder — White, Non-Isolation | 128.5 | Requires B501AUS Base
Sounders & Strobes | LASS-BSS-NC-W | AA Detector Base Sounder-Strobe Red, White Base, Non-Iso | 181 | Requires B501AUS Base
Sounders & Strobes | LASS-WSS-NC-W | AA Wall Sounder-Strobe Red, Non-Iso — White base | 181 | Requires B501AUS Base
Sounders & Strobes | PSB-T3 | Pertronic AA Sounder Base with AUS T3 Tones | 99
Sounders & Strobes | WRL-PC-I00 | Intelligent Wall Mount Strobe EN54-23 — Red flash/White body | 282 | Requires B501AP-W
Sounders & Strobes | DVAD-C-24V-2D | Dual Red/White Polarity-Reversal VAD 24V Ceiling Mount | 540 | AS7240.23 Type A
Sounders & Strobes | DVAD-W-24V-2D | Dual Red/White Polarity-Reversal VAD 24V Wall Mount | 531 | AS7240.23 Type A
Sounders & Strobes | PS1-RT3 | Conv. Sounder Red with AUS T3 Tones | 70
Sounders & Strobes | PS1-WT3 | Conv. Sounder White with AUS T3 Tones | 70
Sounders & Strobes | LX-C-VAD-RBRF | Solista LX Ceiling VAD — Red Body, Red Flash, AS7240.23 | 128
Sounders & Strobes | LX-C-VAD-RBWF | Solista LX Ceiling VAD — Red Body, White Flash | 123
Sounders & Strobes | LX-W-VAD-RBRF | Solista LX Wall VAD — Red Body, Red Flash | 128
Sounders & Strobes | CWSS-RR-W5 | Sounder Beacon Red Body, Red Lens IP65 | 253
Amplifiers | EA60 | Evac Amplifier 60W 24VDC — Integral Tones/Messages/VAD O/P | 810
Amplifiers | EA60KIT | 60W Amplifier+Mic kit with White rackplate for ASE | 1200
Amplifiers | EA120 | Evac Amplifier 120W 24VDC — Integral Tones/Messages/VAD O/P | 1060
Amplifiers | EA120KIT | 120W Amplifier+Mic kit with White rackplate for ASE | 1450
Speakers | C2270 | Speaker 100mm 4" 100V 6W Metal Grille Ceiling AS ISO7240.24 | 72
Speakers | CF2050G | 10W 100V EWIS IP66 Fire PA Horn Speaker Grey AS ISO7240.24 | 216
Speakers | CF2142 | 200mm 100V 15W Ceiling EWIS Speaker White Grille AS7240 | 168
Speakers | L-VCP06D-W | 4" Ceiling Loudspeaker 6/3/1.5W White AS7240 | 61
Speakers | L-VJP15A/EN-W | 15W Unidirectional Projection Loudspeaker White AS ISO7240.24 | 184
Speakers | C0703 | 100mm Surface Mount One-Shot Speaker — White | 63
Door Release | FDHW/F175-24V | Fire Door Holder Wall/Floor mount 150/175mm 24VDC 40Kgf | 175
Door Release | FDHWM38-24V | Fire Door Holder Wall mount Slim 38mm 24VDC 40Kgf | 95
Door Release | FDHWM65-24V | Fire Door Holder Wall mount Extended 65mm 24VDC 40Kgf | 125
Door Release | A1350 | EM Door Release c/w Anvil 24VDC 25–50kg | 137
Door Release | A1360 | EM Door Release c/w Anvil 24VDC 50–100kg | 166.5
EWIS | ETS-M | Emergency Telephone System Master | 860
EWIS | ETS-IJP | Emergency Telephone System Isolating Jack Point | 228
EWIS | ETS-PH | Emergency Telephone System Portable Handset | 375
EWIS | SSM24-6 | Alarm Bell 6" 24VDC with Blocking Diode | 80.5
EWIS | SSM24-8 | Alarm Bell 8" 24VDC with Blocking Diode | 75.5
VESDA / Aspirating | VLF-250-02 | VESDA LaserFOCUS 250 | 4109
VESDA / Aspirating | VLF-500-02 | VESDA LaserFOCUS 500 | 5152
VESDA / Aspirating | VEP-A00-1P | VESDA-E VEP with LEDs, 1 Pipe | 7888.5
VESDA / Aspirating | VEP-A00-P | VESDA-E VEP with LEDs, Plastic Enclosure 4 Pipe | 9647.5
VESDA / Aspirating | VEP-A10-P | VESDA-E VEP with 3.5" LCD Display, 4 Pipe | 10896
VESDA / Aspirating | VEU-A00 | VESDA-E VEU with LEDs | 12975
VESDA / Aspirating | VEU-A10 | VESDA-E VEU with 3.5" Display | 13355
VESDA / Aspirating | VES-A00-P | VESDA-E Scanner with LED Display | 16558
VESDA / Aspirating | VES-A10-P | VESDA-E Scanner with 3.5" LCD Display | 17908
VESDA / Aspirating | VLI-880 | VESDA Laser Industrial VLI-880 | 11376
VESDA / Aspirating | VLI-885 | VESDA VLI with VESDAnet | 12376
VESDA / Aspirating | VHX-0200 | HLI VESDAnet PC High Level Interface | 2141.75
VESDA / Aspirating | VSP-005 | Filter Assembly for VLF/VLC/VLP/VLS | 125
VESDA / Aspirating | VSP-962 | Filter to Suit VESDA-E (1 pc) | 276
VESDA / Aspirating | VSP-860 | VESDA Freezer Room Sample Point Kit (Complete) | 265
VESDA / Aspirating | VIC-010 | VESDAnet Interface (VN) Card | 920
VESDA / Aspirating | VIC-020 | Multi-Function Control Card (MCC) | 616
VESDA / Aspirating | FL2011EI-HS | FAAST-LT Intelligent Single Channel ASD — System Sensor | 2576
VESDA / Aspirating | FL2012EI-HS | FAAST-LT Intelligent Single Channel 2-Detector ASD | 3066
VESDA / Aspirating | FL2022EI-HS | FAAST-LT Intelligent Dual Channel 2-Detector ASD | 3987
VESDA / Aspirating | FLX-010 | FAAST Flex 1-Pipe Stand-Alone | 3942
VESDA / Aspirating | FLX-020 | FAAST Flex 2-Pipe Stand-Alone | 6166
VESDA / Aspirating | FAAST-PIPEW | FAAST Aspirating Pipe 4m (25mm Dia.) White uPVC | 13
VESDA / Aspirating | FAAST-FILTERLT | FAAST LT Integral Filter — 6 Pack | 82
VESDA / Aspirating | FAAST-FILTERLT-1 | FAAST LT Integral Filter — 1 Pack | 41
OSID Beam | OSI-10 | OSID Imager 7° HFOV, Range 30–150m 24VDC | 1337
OSID Beam | OSI-90 | OSID Imager 80° HFOV, Range 6–50m 24VDC | 1374
OSID Beam | OSE-SPW | OSID Emitter Standard Power, Wired 24VDC | 638
OSID Beam | OSE-HPW | OSID Emitter High Power, Wired 24VDC | 981
OSID Beam | OSID-INST | OSID Installation Kit (laser tool, test filter, PC cable) | 478
ARC Products | ARC2 | Agent Release Controller AS4214:2018 | 515
ARC Products | ARC2-CC | Agent Release Controller AS4214:2018 — Conformal Coating | 620
ARC Products | ACS2-FM | Agent Control Station Flush Mount AS4214:2018 | 455
ARC Products | ACS2-SM | Agent Control Station Surface Mount AS4214:2018 | 607
ARC Products | LCS2-FM | Local Control Station Flush Mount AS4214:2018 | 416
ARC Products | LCS2-SM | Local Control Station Surface Mount AS4214:2018 | 540
ARC Products | AVS-C | Audio Visual Sign c/w Countdown Timer (requires fascia) | 385
ARC Products | AVS-B | Audio Visual Sign (requires separate fascia) | 301.5
ARC Products | AVS-WP | Audio Visual Sign IP66 Weatherproof, no sounder | 680
ARC Products | AVS-C-WP+S | AV Sign Weatherproof c/w Countdown Timer & Sounder | 780
Power Supplies | 24/5PSUV2-7240 | 24V 5A Monitored PSU (AS7240.4) | 603
Power Supplies | 24/11PSUV2-7240 | 24V 11A Monitored PSU (AS7240.4) | 854
Power Supplies | 24/22PSUV2-7240 | 24V 22A Monitored PSU (AS7240.4) | 1076
Power Supplies | 24-1.5SWMPS | 24V 1.5A Switch Mode Power Supply | 294
Power Supplies | AUX24/5PSU-7240 | 24V 5A Monitored PSU in BATCAB-550 & 003 Camlock | 1463
Power Supplies | AUX24/11PSU-7240 | 24V 11A Monitored PSU in BATCAB-550 & 003 Camlock | 1650
Power Supplies | AUX24/22PSU-7240 | 24V 22A Monitored PSU in BATCAB-575L & 003 Camlock | 2260
Batteries | 12V7AH | Battery 12V 7AH | 31
Batteries | 12V12AH | Battery 12V 12AH | 68
Batteries | 12V15AH | Battery 12V 15AH | 82
Batteries | 12V18AH | Battery 12V 18AH | 92
Batteries | 12V22AH | Battery 12V 22AH | 118
Batteries | 12V26AH | Battery 12V 26AH | 141
Batteries | 12V33AH | Battery 12V 33AH | 180
Batteries | 12V40AH | Battery 12V 40AH | 234
Batteries | 12V55AH | Battery 12V 55AH | 317
Batteries | 12V75AH | Battery 12V 75AH | 423
Battery Cabinets | BATCAB-550 | Battery Cabinet 550W x 350H x 185D (suits 10U/13U) | 435
Battery Cabinets | BATCAB-575 | Battery Cabinet 575W x 350H x 185D (suits 16U–40U) | 435
Battery Cabinets | BATCAB-575L | Battery Cabinet 575W x 570H x 300D (suits 16U–40U) | 1250
Spare Parts | F220MASTAUS | F220 Masterboard (AUS) SMD | 1150
Spare Parts | F220KEYBOARD-AUS | F220 Keyboard with Overlay AUS Version | 748
Spare Parts | F100M-256AUS | F100A Masterboard AUS 256 Micro | 1898
Spare Parts | EVAC50W24V-A | EVAC Amplifier 50W 24V with Integral Tone and Message | 748
Sundry Detection | PIC-DMK | Pertronic In-Ceiling Detector Mounting Kit | 115.5
Sundry Detection | DETWGS | Smoke Detector Wire Guard 120D x 90H | 39.9
Sundry Detection | SMOKEPEN | Smoke Pen 6-Stick Kit (Code 80000) | 70
Sundry Detection | T3101 | Canned Smoke for Testing Fire Alarm Detectors | 56
Sundry Detection | T3102 | Smoke Can — Sabre 150ml | 49
Thermal Probes | T1000E 60C | Model 1000E Thermal Probe — 60°C (incl. 20mm locknut) | 288.5
Thermal Probes | T1000E 90C | Model 1000E Thermal Probe — 90°C (incl. 20mm locknut) | 288.5
Thermal Probes | T1000E 120C | Model 1000E Thermal Probe — 120°C (incl. 20mm locknut) | 288.5
Thermal Probes | T1000E 150C | Model 1000E Thermal Probe — 150°C (incl. 20mm locknut) | 288.5
Thermal Probes | T1000E 180C | Model 1000E Thermal Probe — 180°C (incl. 20mm locknut) | 288.5

## Fusion Fire
FUSION FIRE SYSTEMS — Quote QU30920 ¦ Unit Rates for FlameSafe ¦ 7 April 2026 ¦ Valid 60 days
Contact: Giorgio Montanari ¦ 1300 875 360 ¦ admin@fusionadvanced.com ¦ ABN: 51 159 254 921 ¦ All prices excl. GST and freight.
Category | Item Code | Description | Unit Price (AUD) | Notes
AU-5000 Screen/Cards | MXS-504 | AU-5000 Spare Display Card | 1540
AU-5000 Motherboards | MXS-501V | AU-5000 Spare Single Loop Base Card c/w PSU | 1840
AU-5000 Motherboards | MXS-502V | AU-5000 Spare Two Loop Base Card c/w PSU | 2470
AU-5000 Motherboards | MXS-503V | AU-5000 Spare Four Loop Base Card c/w PSU | 3095
Network Cards | MXP-503 | Axis 5000 Standard Network Card | 385
Network Cards | MXP-509 | Axis 5000 Peer To Peer Fault Tolerant Network Card | 633
Network Cards | MOXA-Fiber-MM | Multi Mode Fiber Optic Converter SC — AdNet Network | 410.46 | Confirm SC or ST on order; 2x per fault-tolerant system; 1x UFEC15 PSE per system
Network Cards | MOXA-Fiber-SM | Single Mode Fibre Optic Converter SC — AdNet Network | 845.25 | Confirm SC or ST on order; 2x per fault-tolerant system; 1x UFEC15 PSE per system
Network Cards | UFEC15-24S | Axis 5000 NT DC-DC Converter 24V to 12V @ 1.25A | 275 | For NT Miri unit
P-Bus Cards | MXP-502 | Axis 5000 Digital Single Loop Driver Card (240 devices) | 700
P-Bus Cards | MXP-544 | Axis 5000 P-Bus 8 Way Relay Card | 271
P-Bus Cards | AUP-543 | Axis 5000 P-Bus 6 Way Fan Controller c/w LEDs/Switches | 911
P-Bus Cards | AUP-538 | Axis 5000 P-Bus 16-Way Switch Input Module c/w 3 Indicators | 903
P-Bus Cards | MXP-536 | Axis 5000 P-Bus 8-Way Conventional Zone Card | 992 | Max 16 cards
Axis Detectors | FWOPX | Digital AA Optical Smoke Detector c/w SCI, Magnet Test | 98 | Drift Compensation; LED Colour Flash optional
Axis Detectors | FWOP | Digital AA Photo Optical Smoke Detector | 92.5 | Automatic Drift Compensation
Axis Detectors | FWOHX | Digital AA Multi-Criteria Detector c/w SCI, Magnet Test | 144 | Drift Compensation; LED Colour Flash optional
Axis Detectors | FWOH | Digital AA Multi-Criteria Detector | 139 | Automatic Drift Compensation
Axis Detectors | FWHTX | Digital AA Thermal Detector ROR/FT c/w SCI, Magnet Test | 100
Axis Detectors | FWHT | Digital AA Thermal Detector ROR or FT | 95
Axis Detectors | FWMB | Standard AA Detector Mounting Base c/w Loop Continuity Clip | 15
Axis Detectors | RI-ICS | Remote Indicator — In Concealed Space | 23
Axis Detectors | FWDDH-OPX | Duct Detector Housing 0.5–20m/s (incl. FWOPX & FWMB) | 440 | Approved AS1603.13, AS7240.7/.17/.13
Axis Detectors | DDH-ST-1.5 | Duct Housing Sampling Tube 1.5m | 135
Thermal Probes | T-1000E-65 | SS Probe Type A Heat Detector 65°C | 340
Manual Call Points | FWCP | Digital AA MCP — Resettable (Red) | 148
Manual Call Points | FCPCI | Transparent Cover for Axis-CP AA MCPs (no text) | 18
Manual Call Points | MCP-RW | Conv. MCP White EWIS c/w Resettable Glass | 27.93
Manual Call Points | MCP-Cover-UK | MCP Clear Cover for VCP100 MCPs | 11.76
Speakers & Strobes | VAD-WWW | Wall VAD White Flash, White Body AS ISO7240.23 24VDC | 105 | Shallow base
Speakers & Strobes | FWCWS | Conventional Wall Sounder | 121
Speakers & Strobes | FWCWSV | Conventional Wall Sounder Beacon | 168
Speakers & Strobes | FWSMB | AA Loop Powered Synchronised Sounder Base — 30 Tones | 234 | Selectable by logic
Speakers & Strobes | FWSVMB | Addressable Sounder Beacon Base — 30 Tones | 285 | Individually addressed from CIE
Speakers & Strobes | FWS2MB | Addressable Synchronised Sounder Base — 32 Tones | 188 | SCI (X) detectors only; AS7240.3
Speakers & Strobes | FWS2AMB | Slave Sounder Base — 32 Selectable Tones | 169 | AS7240.3
Speakers & Strobes | FWSV2MB | Addressable Sounder & VAD Base — 32 Tones | 267 | SCI (X) detectors only; AS7240.3 & 23
Speakers & Strobes | FWLID200/W | Sounder Base Cover (White) — Axis & Taurus Sounder Bases | 10
Speakers & Strobes | VA-104C | 100mm 6W Metal Grill Recessed Ceiling Speaker AS7240.24 | 50 | 155mm cut-out required
Speakers & Strobes | HS-155 | 155mm Metal & Wood Hole Saw Bit for VA-104 Speakers | 64.68
Speakers & Strobes | C2160 | Low Profile 100mm 5W EWIS Recessed Ceiling Speaker AS7240.24 | 66
Speakers & Strobes | CF-0703 | Low Profile 100mm 5W EWIS Surface Mount Speaker AS7240.24 | 90 | Requires equalisation to comply
Speakers & Strobes | CF2053G | 10W EWIS Horn Speaker Grey AS7240.24 | 84.53
Modules | FMMC-120 | Mini Single Relay Output Module (Form C) — No Enclosure | 152 | AS7240.17 & 18
Modules | FMIC-100 | Single Input & Output Module Supervised — Wall Mount | 189 | Requires DMB enclosure
Modules | FMMI-100 | Mini Single Input Module Supervised — No Enclosure | 182 | AS7240.17 & 18
Modules | FMMIC-100 | Mini Single I/O Module Supervised — No Enclosure | 184 | AS7240.17 & 18
Modules | FMMIC-120 | Mini Single I/O Relay Module (Form C) — No Enclosure | 190 | AS7240.17 & 18
Modules | FMMC-100 | Mini Single Output Module Supervised — No Enclosure | 182 | AS7240.17 & 18
Modules | FMI-100 | Single Input Module Supervised — Wall Mount | 182 | Requires DMB enclosure
Modules | FMC-120 | Single Relay Output Module (Form C) — Wall Mount | 183.5 | Requires DMB enclosure
Modules | FMIC-120 | Single Input & Relay Output Module (Form C) — Wall Mount | 189 | Requires DMB enclosure
Modules | DMB100-C | PVC Mounting Box for VM Modules 86x86x43mm | 11.2
Modules | FMIC-404 | 4 Supervised Input & 4 Relay Output Module c/w Enclosure | 310
Modules | FMCZ100 | Collective/Conv. Zone Input Module — Loop Powered, Wall Mount | 130 | 1x C/O contact
Door Holders | MDH-003 | Magnetic Door Holder 25/50kg — Wall Mount | 60.75
Door Holders | MDH-1350 | Magnetic Door Holder 25/50kg — Wall Mount | 69.83
EWIS | WIP Phone | Red Warded Intercom Phone | 200
EWIS | WIP-120 | Addressable Warden Intercom Phone Module c/w Speech Loop | 350 | WIP Phone required
Taurus Wireless | FRMT | TAURUS Wireless DDI AA Translator/Transmitter — 128 Device | 686 | 32 local; 15x FRME expanders; AS7240.25/.17/.18
Taurus Wireless | FRMEC | TAURUS Wireless DDI Conv. Transmitter Interface — 32 Device | 863 | AS7240.25/.17/.18
Taurus Wireless | FRME | TAURUS Wireless DDI Expander Module — 32 Device | 396 | AS7240.25
Taurus Wireless | FROP | TAURUS Wireless Dual Photo Optical Smoke Detector | 300 | AS7240.25 & 7240.7
Taurus Wireless | FROH | TAURUS Wireless Multi-Criteria & Multi-Sensor Detector | 325 | AS7240.25/.5/.7
Taurus Wireless | FRHT | TAURUS Wireless Thermal Detector — ROR or Fixed Temp | 290 | AS7240.25 & 7240.5
Taurus Wireless | FRMI | TAURUS Wireless Supervised Single Input Module | 296 | AS7240.25/.18/.13
Taurus Wireless | FRMO | TAURUS Wireless Output Module with Relay | 478 | AS7240.25/.18/.13
Taurus Wireless | FRSMB | TAURUS Wireless Sounder & Base 91dB@1m | 315 | AS7240.25 & 7240.3
Taurus Wireless | FRCP | TAURUS Wireless AA MCP — Resettable | 316 | AS7240.25 & 7240.11
Taurus Wireless | FRWSM | TAURUS Wireless Sounder/VAD Interface Module | 296 | AS7240.25/.18/.13
Tools | FWPU | Fusion Hand-Held Programming Unit (upgradable) | 430 | For hard-wired detectors & modules
Tools | FWPU/CARRY | AXIS-PU Carry Case 245x155x75mm | 14.7
Tools | CR123A-PCCR | Duracell/PROCELL CR-123A 3V Lithium Battery | 9.92 | Price per battery
Tools | DMB100-L | Large PVC Mounting Box for VM Modules 108x108x64mm | 11.03
QUOTE TOTAL (excl. GST) |  |  | 27108.97 | + GST $2,710.90 = $29,819.87 total incl. GST

## FlameStop
FLAMESTOP AUSTRALIA Pty Ltd — Web Pricing (AUD excl. GST) ¦ As at 10 April 2026 ¦ www.flamestop.com.au
All prices exclude GST and freight. POA items confirmed upon request. Prices subject to change without notice.
Category | Part Number | Description | Price (AUD) | Notes
VESDA-E VEP | P-VEP-A00-1P | VESDA-E VEP with LEDs, 1 Pipe | 4575
VESDA-E VEP | P-VEP-A00-P | VESDA-E VEP with LEDs, Plastic Enclosure 4 Pipe | 5630
VESDA-E VEP | P-VEP-A10-P | VESDA-E VEP with 3.5" LCD Display, 4 Pipe | 6240
VESDA-E VEP | P-VSP-960 | Mounting Bracket for VEP, VES and VEU | 47.23
VESDA-E VEP | P-VSP-962 | VESDA-E Filter (1 pc) | 98
VESDA-E VEP | P-VSP-962-20 | VESDA-E Filter — 20 Pieces | 1294
VESDA-E VEP | P-VSP-965 | VESDA-E Sampling Module | 513.34
VESDA-E VEP | P-VSP-964-03 | VESDA-E Smoke Detection Chamber for GA3 (Serial 97+) | 2060.23
VESDA-E VES | P-VES-A00-P | VESDA-E VES with LEDs, Plastic Enclosure | 8994
VESDA-E VES | P-VES-A10-P | VESDA-E VES with 3.5 inch Display, Plastic Enclosure | 9635
Batteries — Lead Acid | PLAB1.3AH | 1.3AH 12VDC Lead Acid Battery | 16.75
Batteries — Lead Acid | PLAB2.3AH | 2.3AH 12VDC Lead Acid Battery | 17.91
Batteries — Lead Acid | PLAB3.2AH | 3.2AH 12VDC Lead Acid Battery | 20.52
Batteries — Lead Acid | PLAB7AH | 7AH 12VDC Lead Acid Battery | 17.63
Batteries — Lead Acid | PLAB9AH | 9AH 12VDC Lead Acid Battery | 28.03
Batteries — Lead Acid | PLAB12AH | 12AH 12VDC Lead Acid Battery | 40.6
Batteries — Lead Acid | PLAB15AH | 15AH 12VDC Lead Acid Battery | 49.08
Batteries — Lead Acid | PLAB18AH | 18AH 12VDC Lead Acid Battery | 55.78
Batteries — Lead Acid | PLAB26AH | 26AH 12VDC Lead Acid Battery | 83.15
Batteries — Lead Acid | PLAB33AH | 33AH 12VDC Lead Acid Battery | 116.22
Batteries — Lead Acid | PLAB40AH | 40AH 12VDC Lead Acid Battery | 121.94
Batteries — Lead Acid | PLAB45AH | 45AH 12VDC Lead Acid Battery | 136.57
Batteries — Lead Acid | PLAB55AH | 55AH 12VDC Lead Acid Battery | 191.64
Batteries — Lead Acid | PLAB65AH | 65AH 12VDC Lead Acid Battery | 203.04
Batteries — Lead Acid | PLAB75AH | 75AH 12VDC Lead Acid Battery | 230.74
Batteries — Lead Acid | PLAB85AH | 85AH 12VDC Lead Acid Battery | 272.15
Batteries — Lead Acid | PLAB100AH | 100AH 12VDC Lead Acid Battery | 279.84
Batteries — Lead Acid | PLAB120AH | 120AH 12VDC Lead Acid Battery | 345.99
Batteries — Lead Acid | PLAB150AH | 150AH 12VDC Lead Acid Battery | 408.9
Batteries — Lead Acid | PLAB200AH | 200AH 12VDC Lead Acid Battery | 596.48
Batteries — Lead Acid | PLAB230AH | 230AH 12VDC Lead Acid Battery | 650.26
Batteries — Lead Acid | PLAB250AH | 250AH 12VDC Lead Acid Battery | 692.92
Batteries — AGM/VRLA | PLAB26AH-DC | 26AH 12VDC AGM VRLA Deep Cycle Lead Acid Battery | 90.66
Batteries — AGM/VRLA | PLAB33AH-DC | 33AH 12VDC Hybrid AGM VRLA Deep Cycle Lead Acid Battery | 119.21
Batteries — AGM/VRLA | PLAB40AH-DC | 40AH 12VDC Hybrid AGM VRLA Deep Cycle Lead Acid Battery | 133.43
Batteries — AGM/VRLA | PLAB55AH-DC | 55AH 12VDC Hybrid AGM VRLA Deep Cycle Lead Acid Battery | 199.1
Batteries — AGM/VRLA | PLAB75AH-DC | 75AH 12VDC Hybrid AGM VRLA Deep Cycle Lead Acid Battery | 236.25
Batteries — AGM/VRLA | PLAB85AH-DC | 85AH 12VDC Hybrid AGM VRLA Deep Cycle Lead Acid Battery | 262.59
Batteries — AGM/VRLA | PLAB100AH-DC | 100AH 12VDC Hybrid AGM VRLA Deep Cycle Lead Acid Battery | 293.39
Batteries — AGM/VRLA | PLAB120AH-DC | 120AH 12VDC Hybrid AGM VRLA Deep Cycle Lead Acid Battery | 364
Batteries — AGM/VRLA | PLAB150AH-DC | 150AH 12VDC AGM VRLA Deep Cycle Lead Acid Battery | 449.07
Batteries — AGM/VRLA | PLAB200AH-DC | 200AH 12VDC AGM VRLA Deep Cycle Lead Acid Battery | 687.21
Batteries — Other | P-CR123A | 3V Lithium Battery (CR123A) | 7.56
Batteries — Other | NC-SOL0370 | Solo 365 Battery | 297
Batteries — Other | NC-SOL0370-4PACK | Solo 365 Battery — 4 Pack | 1148
Battery Boxes / PSU | PFS200-BBS-MW | Battery Box for FlameStop Addressable Panels — Milk White | 146.02
Battery Boxes / PSU | PFS200-BBS | Battery Box for FlameStop Addressable Panels — Grey | 146.02
Battery Boxes / PSU | PFS100CAB-MWLRG | Battery Box for FlameStop Conventional Large Panels | 146.02
Battery Boxes / PSU | PS407-M2D | 24VDC Stand-Alone 2.5A PSU in Metal Cabinet (2x12ah batteries) | 675
Battery Boxes / PSU | PS408 | 24VDC Stand-Alone 10A PSU in Kit Form — AS7240.4 Approved | 865
Battery Boxes / PSU | PS408-M3D | 24VDC Stand-Alone 10A PSU in Metal Cabinet (2x45ah batteries) | 1055
Battery Boxes / PSU | PS406-M3D | 24VDC Stand-Alone 5.25A PSU in Metal Cabinet (2x26ah batteries) | 875
Speaker Grills | PWSP-GRILL | White Grill for 100mm Speaker | 3.5 | NOT approved AS ISO 7240.24 — requires project engineer approval
Speaker Grills | PWSP-GRILL200 | White Grill for 200mm Speaker | 5.15 | NOT approved AS ISO 7240.24 — requires project engineer approval
Speaker Grills | PWSP-100PLAIN | 5 Watt 100V 100mm Twin Cone Speaker | 25.52 | NOT approved AS ISO 7240.24 — requires project engineer approval
Speaker Grills | PHS140 | Hole Saw 140mm + Arbor | 77.5
VADs — Ceiling Mount | PVAD-R-CM | Ceiling Mount VAD — Red Body, Red Flash | 90.14
VADs — Ceiling Mount | PVAD-W-CM | Ceiling Mount VAD — White Body, Red Flash | 90.14
VADs — Ceiling Mount | PVAD-W-CM-WF | Ceiling Mount VAD — White Body, White Flash | 90.14
VADs — Ceiling Mount | PVAD-W-CMDB | Ceiling Mount VAD Deep Base — White Body, Red Flash | 90.14
VADs — Ceiling Mount | PVAD-R-CMDB | Ceiling Mount VAD Deep Base — Red Body, Red Flash | 89.86
VADs — Ceiling Mount | PVAD-W-CMDB-WF | Ceiling Mount VAD Deep Base — White Body, White Flash | 90.14
VADs — Wall Mount | PVAD-R-WM | Wall Mount VAD — Red Lens | 86.67
VADs — Wall Mount | PVAD-W-WM | Wall Mount VAD — White Body, Red Flash | 86.67
VADs — Wall Mount | PVAD-R-WMDB | Wall Mount VAD Deep Base — Red Body, Red Flash | 92.45
VADs — Wall Mount | PVAD-R-WMBASE | Red Wall Mount VAD Base Only | 175
VADs — Accessories | PXCRDEEP | Optional Red Deep Base for Conduit Entry | 10.98
VADs — Accessories | PXCWHDEEP | Optional White Deep Base for Conduit Entry | 9.24
VADs — Addressable | P-576.080.006 | P80AVB MX Addressable Sounder/VAD Base | 243.58
WIP Phones | PFS100CAB-R-WIP | WIP Phone Box — Red | 106.7
WIP Phones | PFS100CAB-MW-WIP | WIP Phone Box — Milk White | 106.7
WIP Phones | PQE90-WIP | WIP Phone to Suit QE90 EWIS | 71.81
WIP Phones | P-FP0938 | Vigilant WIP Phone (RED) FP0938 | 94.08
WIP Phones | P-EA0412 | WIP Phone Surface Mounting Enclosure EA0412 | 275
WIP Phones | PWIP-SPK | External Speaker ONLY for Redback Brand WIP Phone | 25.18
WIP Phones | WIP-ANGLE | WIP Lift Handset to Call Sign | 16.95
WIP Phones | WIP-V | WIP Lift Handset to Call Sign — Vinyl | 4.5
WIP Phones | PDUAL-S | Dual Strobes for EWIS System | 91.7
WIP Phones | PCABWL | IP66 UV ABS Cabinet with Stainless Steel Latches | 138
Indoor MCPs | PX-MCP-RED | Red Indoor MCP | 42.18
Indoor MCPs | PX-MCP-WHITE | White Indoor MCP | 42.18
Indoor MCPs | PX-MCP-GREEN | Green Indoor MCP | 50.38
Indoor MCPs | PX-MCP-YELLOW | Yellow Indoor MCP | 50.38
Indoor MCPs | PX-MCP-FLAP | MCP Flap | 10.4
Indoor MCPs | PX-MCP-KEY | MCP Key | 10.82
Indoor MCPs | PX-MCP-ELEMENT | Resettable Plastic Infill Element for MCP | 9.5
Indoor MCPs | P-MCP-RT | KAC Brand Red Conventional MCP | 55.35
Indoor MCPs | P-KAC-KEY | Pack of 10 Spare MCP Keys | 26.66
Indoor MCPs | P-MCP-RTFLAP | Protective Plastic Flap Cover for KAC MCP — Curved Front | 14.16
Indoor MCPs | P-KAC-ELEMENT | Resettable Plastic Infill Element for KAC MCP | 8.97
Indoor MCPs | P-SU0624 | MCP RED No Back Box Normally Open Simplex Glass SU0624 | 58.11
Indoor MCPs | P-SU0631 | New MCP KAC RED Manual Call Point SU0631 | POA | POA
Indoor MCPs | P-SU0632 | New MCP KAC RED Manual Call Point Back Box Only SU0632 | 12.72
Indoor MCPs | PMCP-GREEN-DPDT | Green DP/DT Resettable Manual Call Point | 75
Indoor MCPs | PXDC-GREEN-DPTP | Green Double Pole Manual Call Point — Resettable | 85
Indoor MCPs | P-SU0614 | MCP Emergency Door Release Double Pole White | 125
Indoor MCPs | P-FP1114 | MCP Emergency Door Release Double Pole Yellow FP1114 | 85
Indoor MCPs | PSIGN-MCP | Sign for MCP — After Activation Call 000 | 7.02
Indoor MCPs | P-515.001.033 | Weather Stopper Break Seal Kit RED 515.001.033 | 71.51
Indoor MCPs | P-515.001.035 | Weather Stopper II Surface Mount STI3150 515.001.035 | 294
Indoor MCPs | P-515.001.032 | Weather Stopper c/w Sounder 515.001.032 | 346.73
Indoor MCPs | P-SU0622 | IP67 Weatherproof Gasket for SUo612 SU0622 | 17.36
Indoor MCPs | P-FP0331 | MCP NZ Red Wormald 1841 Clean Contact Surface Mount FP0331 | 79.15
Indoor MCPs | P-514.001.109 | CP220 CALLPOINT I.S 514.001.109 | 463.06

## Ampac
AMPAC Pty Ltd — Trade Price List (AUD excl. GST) ¦ Effective 12 May 2025 ¦ ABN: 81 634 063 200 ¦ www.ampac.net
Contact: David Lehn (NSW State Manager) — (02) 8866 6211 ¦ 0417 986 847 ¦ dlehn@ampac.net ¦ Bradley Marshall (Technical Support) — (02) 8866 6215 ¦ 0406 384 319 ¦ Unit B28, 32 Egerton St, Silverwater NSW 2128
Category | Item No. | Description | Trade Price (AUD) | Notes
Conv. FIP — ZoneSense | 2250-4200 | ZoneSense 4 Zone (DH4) BX1 ABS Cabinet | 672
Conv. FIP — ZoneSense | 2250-4250 | ZoneSense 4 Zone (DH4) BX10 Metal Cabinet | 669
Conv. FIP — ZoneSense Plus | 2550-1100 | ZoneSense PLUS 4 Zone ABS Inc Batteries | 873
Conv. FIP — ZoneSense Plus | 2550-1200 | ZoneSense PLUS 8 Zone ABS Inc Batteries | 1014
Conv. FIP — ZoneSense Plus | 2550-2100 | ZoneSense PLUS 4 Zone ABS with Window Inc Batteries | 960
Conv. FIP — ZoneSense Plus | 2550-2200 | ZoneSense PLUS 8 Zone ABS with Window Inc Batteries | 1129
Conv. FIP — Agent Release | 2553-0410-0100 | ZoneSense PLUS 4 Zone SP1X Agent Release Inc Batteries | 2001
Conv. FIP — Agent Release | 2553-0810-0100 | ZoneSense PLUS 8 Zone SP1X Agent Release Inc Batteries (2x7AH) | 2078
AA FIP — LoopSense | 8251-0110 | LoopSense 1 Loop 3A SP1X Apollo AS7240 | 2472
AA FIP — LoopSense | 8251-0210 | LoopSense 2 Loop 3A SP1X Apollo AS7240 | 2865
AA FIP — LoopSense | 8251-0110-1100 | LoopSense 1 Loop 3A SP1X OWS25 Apollo AS7240 | 3256
AA FIP — LoopSense | 8251-0210-1100 | LoopSense 2 Loop 3A SP1X OWS25 Apollo AS7240 | 3658
AA FIP — LoopSense | 8251-0110-1200 | LoopSense 1 Loop 3A SP1X OWS50 Apollo AS7240 | 3722
AA FIP — LoopSense | 8210-0001 | 2nd Loop Activation Key LoopSense | 416
AA FIP — LoopSense Agent | 8251-0110-0100 | LoopSense 1 Loop 3A SP1X Agent Apollo AS7240 | 3113
AA FIP — FireFinder Plus | 8651-0110 | FireFinder+ 1 Loop 5A SP1X | 2894
AA FIP — FireFinder Plus | 8651-0110-0100 | FireFinder+ 1 Loop 5A Agent SP1 | 3632
AA FIP — FireFinder Plus | 8651-0110-1100 | FireFinder+ 1 Loop 5A OWS25 SP1X | 3798
AA FIP — FireFinder Plus | 8651-0110-1200 | FireFinder+ 1 Loop OWS50 5A SP1 | 4325
AA FIP — FireFinder Plus | 8651-0113 | FireFinder+ 1 Loop 5A SP8X | 5114
AA FIP — FireFinder Plus | 8651-0113-0100 | FireFinder+ 1 Loop Agent 5A SP8 | 5852
AA FIP — FireFinder Plus | 8651-0113-1200 | FireFinder+ 1 Loop OWS50 5A SP8 | 6315
AA FIP — FireFinder Plus | 8651-0117 | FireFinder+ 1 Loop 14A 10U | POA | Contact CSO
AA FIP — FireFinder Plus | 8651-0118 | FireFinder+ 1 Loop 22A 16U | POA | Contact CSO
AA FIP — FireFinder Plus | 8651-0119 | FireFinder+ 1 Loop 22A 29U | POA | Contact CSO
AA FIP — FireFinder Plus Conv | 8653-0810 | FireFinder+ 8 Zone 5A SP1X | 2495
AA FIP — FireFinder Plus Conv | 8653-0810-1100 | FireFinder+ 8 Zone OWS25 5A SP1 | 3352
AA FIP — FireFinder Plus Conv | 8653-0810-1200 | FireFinder+ 8 Zone OWS50 5A SP1 | 3826
AA FIP — FireFinder Plus Conv | 8653-0813 | FireFinder+ 8 Zone 5A SP8X | 3148
AA FIP — FireFinder Plus Conv | 8653-0813-1200 | FireFinder+ 8 Zone OWS50 5A SP8 | 4535
Panel Add-Ons | 4350-0004 | AS7240 Smart Terminal BX1 | POA
Panel Add-Ons | 4350-0005 | AS7240 Smart Terminal BX1 with PSU | POA
Panel Add-Ons | 4350-0006 | AS7240 Smart Terminal Slimline | POA
Panel Add-Ons | 4210-0046 | Wall/Ceiling Mount Surround | POA
Battery Cabinets | 4210-0040 | Battery Cab for SP1X/SP1M (Surfmist) | 267
Battery Cabinets | 4210-0041 | Battery Cab for FFP/LoopSense SP8X (Surfmist) | 341
Battery Cabinets | 4210-0042 | SP1X/M Cabinet Surround Surfmist | 273
Battery Cabinets | 4210-0044 | SP8X Cabinet Surround Surfmist | 341
Battery Cabinets | 4210-0045 | SP8X and Battery Cabinet Surround Surfmist | 416
EWIS — EvacU Elite | 6350-PNL13U | Base Panel 13U EvacU Elite | POA | Contact CSO
EWIS — EvacU Elite | 6350-PNL24U | Base Panel 24U EvacU Elite | POA | Contact CSO
EWIS — EvacU Elite | 6350-PNL24UCOMBO | Base Panel 24U Combo EvacU Elite | POA | Contact CSO
EWIS — EvacU Elite Amps | 6350-HPA150W-CSO | EvacU Elite 150W HPA Card | 1739
EWIS — EvacU Elite Amps | 6350-LPA25W-DUAL-CSO | EvacU Elite Dual 25W Amplifier LPA Card | 667
EWIS — EvacU Elite Amps | 6350-LPA50W-CSO | EvacU Elite 50W LPA Card | 637
EWIS — EvacU Elite Amps | ASS63LWIPS | EvacU Elite Loop WIP | 431
EWIS — EvacU Elite Amps | ASS63WIPS | EvacU Elite Radial WIP | 210
OWS — EvacU OWS | 6010-0001 | OWS 50W Amplifier | 959
OWS — EvacU OWS | 6010-0002 | OWS 25W Amplifier | 489
OWS — EvacU OWS | 6010-0018 | OWS Indicator & Controls | 449
OWS — EvacU OWS | 6050-0010-0800 | EvacU EWCIE 4x50W (200W) 10A | 4010
OWS — EvacU OWS | 6050-0010-1100 | EvacU EWCIE 25W 3A | 1593
OWS — EvacU OWS | 6050-0010-1200 | EvacU EWCIE 50W 3A | 1904
OWS — EvacU OWS | 6050-0010-1400 | EvacU EWCIE 2x50W (100W) 5A | 2628
OWS — EvacU OWS | 6050-0010-1500 | EvacU EWCIE 3x50W (150W) 10A | 3318
Conv. Detectors — S65 | 4106-1001 | Series 65 Optical Smoke Detector | 104
Conv. Detectors — S65 | 4106-1004 | Series 65 A1R Heat Detector | 48
Conv. Detectors — S65 | 4106-1005 | Series 65 BR Heat Detector | 48
Conv. Detectors — S65 | 4106-1006 | Series 65 CR Heat Detector | 48
Conv. Detectors — S65 | 4106-1007 | Series 65 CS Heat Detector | 48
Conv. Detectors — S65 | 4106-1008 | Standard Base Series 65 | 18
Conv. Detectors — Special | 202-0023 | Thermal Type B Sealed Cool Rm Detector (Hoc) | 207
Conv. Detectors — Special | 223-0002 | Type E Heat Detector (Dual Thread) | 400
Conv. MCPs — ACP-06 Indoor | 4105-1011 | ACP-06 Red Surface Mount (Fire Symbol) Conv MCP | 44
Conv. MCPs — ACP-06 Indoor | 4105-1012 | ACP-06 Yellow Surface Mount Agent Release Conv MCP | 56
Conv. MCPs — ACP-06 Indoor | 4105-1013 | ACP-06 White Surface Mount Emergency Alarm Conv MCP | 56
Conv. MCPs — ACP-06 Indoor | 4105-1014 | ACP-06 Green Surface Mount Door Release Conv MCP | 56
Conv. MCPs — ACP-06 Indoor | 4105-1015 | ACP-06 Blue Surface Mount Conv MCP | 56
Conv. MCPs — ACP-06 Indoor | 4105-1017 | ACP-06 Dual Pole Green MCP Flush/Surface Indoor | 64
Conv. MCPs — ACP-06 Indoor | 4105-1018 | ACP-06 White Surface Mount Evacuate Conv MCP | 56
Conv. MCPs — ACP-06 Indoor | 4105-1021 | ACP-06 Red Flush Mount (Fire Symbol) Conv MCP | 44
Conv. MCPs — ACP-06 Indoor | 4105-1004 | ACP-06 Safety Cover with text Lift to Operate | 22
Conv. MCPs — ACP-06 Indoor | 4105-1005 | ACP-06 Safety Cover No Text | 22
Conv. MCPs — ACP-06 Indoor | 4105-1006 | ACP-06 Test Keys (pack of 10) | 44
Conv. MCPs — ACP-07 WP | 4105-1031 | ACP-07 Waterproof Red (Fire Symbol) Conv MCP | 194
Conv. MCPs — ACP-07 WP | 4105-1032 | ACP-07 Waterproof Yellow Conv MCP | 235
Conv. MCPs — ACP-07 WP | 4105-1033 | ACP-07 Waterproof White Emergency Alarm Conv MCP | 235
Conv. MCPs — ACP-07 WP | 4105-1034 | ACP-07 Waterproof Green Conv MCP | 235
Conv. MCPs — ACP-07 WP | 4105-1038 | ACP-07 Waterproof White Evacuate Conv MCP | 235
Duct Sampling | 214-0052 | Orbis Duct Sampling Unit inc Detector Base (Conv) | 267
Duct Sampling | 214-0060 | Duct Probe 300–750mm Sampling Pipe | 46
Duct Sampling | 214-0061 | Duct Probe 750–1500mm Sampling Pipe | 68
Duct Sampling | 214-0062 | Duct Probe 1500–3000mm Sampling Pipe | 107
Duct Sampling | 214-0051 | Duct Sampling Unit inc XP95 Detector Base (AA) | 267
Beam Detection | 4109-1003 | Conventional Beam System (Supports 2 Heads) | 1913
Beam Detection | 4109-1004 | Addressable Beam System | 2389
Beam Detection | 4109-1005 | Fireray One (EN) | 1964
Beam Detection | 220-0007 | Reflective Prism | 133
Beam Detection | 220-0009 | Detector & Reflective Prism | 1399
Beam Detection | 220-0010 | Long Range Reflective Prism Kit (100m) | 373
Beam Detection | 220-0011 | Universal Bracket for Detector | 408
Beam Detection | 220-0015 | Detector Protective Cage | 237
AA Detectors — XP95 | 4106-2001 | XP95 Optical Smoke Detector | 121
AA Detectors — XP95 | 4106-2010 | XP95 Optical (Black) Smoke Detector | 194
AA Detectors — XP95 | 4106-2003 | XP95 Heat Detector A2S | 121
AA Detectors — XP95 | 4106-2015 | XP95 Heat A2S (Black) Detector | 265
AA Detectors — Discovery | 4106-2005 | Discovery Optical Smoke Detector | 138
AA Detectors — Discovery | 4106-2007 | Discovery Heat Detector | 121
AA Detectors — Discovery | 4106-2008 | Discovery Multisensor Detector | 195
AA Detectors — Discovery | 4106-2014 | Discovery Multisensor (Black) Detector | 316
AA Detectors — Discovery | 4106-2009 | Discovery CO/Heat Multisensor Detector | 245
AA Detectors — Discovery | 201-0102 | Discovery Carbon Monoxide Detector | 320
AA Detectors — Discovery | 201-0004 | XP95/Discovery Detector Base with Xpert Card | 21
AA Detectors — Discovery | 201-0125 | XP95/Discovery Isolating Base with Xpert Card | 110
AA Detectors — Discovery | 201-0093 | XP95 Detector Base (Black) with Xpert Card | 29
AA MCPs — XP95 | 4105-2005 | Intelligent MCP Red Indoor | 184
AA MCPs — XP95 | 4105-2006 | XP95 Orange MCP Indoor | 240
AA MCPs — XP95 | 4105-2007 | XP95 White MCP Indoor | 240
AA MCPs — XP95 | 4105-2008 | XP95 Yellow MCP Indoor | 240
AA MCPs — XP95 | 4105-2010 | XP95 Green MCP Indoor | 260
AA MCPs — XP95 | 4105-2002 | Waterproof MCP with Isolator (Red) | 502
AA MCPs — XP95 | 4105-2003 | Transparent Covers for MCPs (4105-2001/2002/2005) | 22
AA MCPs — XP95 | 4105-2004 | Pack of 10 Reset Keys | 21
AA MCPs — XP95 | 213-0051 | XP95 KAC MCP c/w Isolator Red Surface | 184
AA MCPs — XP95 | 213-0066 | Discovery Waterproof MCP Red (KAC) | 502
AA MCPs — XP95 | 213-0064 | Transparent Hinged Cover for KAC MCP | 22
I/O Modules | 4210-0151 | Single Input/Output Module | 161
I/O Modules | 4210-0152 | Dual Input/Output Module | 229
I/O Modules | 4210-0153 | Triple Input/Output Module | 298
I/O Modules | 4210-0050 | Single I/O Device DIN Mount | 161
I/O Modules | 4210-0051 | Single I/O Device Enclosed | 170
I/O Modules | 4210-0052 | Single Input Device DIN Mount | 122
I/O Modules | 4210-0053 | Single Input Device Enclosed | 143
I/O Modules | 4210-0054 | Three I/O Device DIN Mount | 381
I/O Modules | 4210-0055 | Three I/O Device Enclosed | 399
I/O Modules | 4210-0058 | Zone Interface Device DIN Mount | 171
I/O Modules | 4210-0059 | Zone Interface Device Enclosed | 190
Interface Enclosures | 4210-0034 | ABS Ancillary Interface Enclosure | 36
Interface Enclosures | 4210-0035 | Ancillary Interface Enclosure Surf Mist Mild Steel | 79
Interface Enclosures | 4210-0036 | Fire Alarm Interface Box IF2 | 205
Interface Enclosures | 4210-0037 | Fire Alarm Interface Box IF4 | 524
Interface Enclosures | 4210-0038 | Fire Alarm Interface Box IF9 | 758
Interface Enclosures | 4210-0039 | Fire Alarm Interface Box IF20 | 1094
Alarm Acknowledgement | 226-0002 | Alarm Acknowledgement Facility AS7240 | 190
Alarm Acknowledgement | 226-0003 | Apartment Module | 158
Alarm Acknowledgement | 226-0004 | Alarm Acknowledgement Facility Horizontal AS7240 | 195
Air Sampling — Wagner ProSens | 7010-1000 | Wagner ProSens APID | 744
Air Sampling — Wagner ProSens | 7010-1010 | Wagner ProSens CLI | 2873
Air Sampling — Wagner ProSens | 7010-1020 | Wagner ProSens OEM | 2873
Air Sampling — Wagner ProSens | 7010-1100 | Wagner ProSens DeepFreeze APID | 2840
Air Sampling — Wagner ProSens | 7010-1110 | Wagner ProSens DeepFreeze CLI | 3363
Air Sampling — Wagner ProSens | 7010-1120 | Wagner ProSens DeepFreeze OEM | 3363
Air Sampling — Wagner Heads | AD-10-5130 | ProSens Head 0.50% Rated -20 to 60°C | 986
Air Sampling — Wagner Heads | AD-10-5100 | ProSens Head 0.10% Rated -20 to 60°C | 1361
Air Sampling — Wagner Heads | AD-10-5115 | ProSens Head 0.01% Rated -20 to 60°C | 4532
Air Sampling — Wagner Heads | AD-10-5200 | ProSens Head 0.50% DeepFreeze -40 to 60°C | 1287
Air Sampling — Wagner Heads | AD-10-5190 | ProSens Head 0.10% DeepFreeze -40 to 60°C | 1740
Air Sampling — Wagner Heads | AD-10-5195 | ProSens Head 0.01% DeepFreeze -40 to 60°C | 5286
Air Sampling — Wagner Filters | AD-10-1960 | Wagner Filter Box LF-AD 15 Micron (-40 to 60°C) | 455 | Filter box — complete unit
Air Sampling — Wagner Filters | AD-10-1963 | Wagner Filter Box LF-AD-1 10 Micron (-40 to 60°C) | 531 | Filter box — complete unit
Air Sampling — Wagner Filters | AD-10-1966 | Wagner Filter Box LF-AD-2 5 Micron (-40 to 60°C) | 561 | Filter box — complete unit
Air Sampling — Wagner Filters | AD-10-0330 | Wagner Filter Element LF-AD-E 15 Micron (replacement) | 102 | Replacement element for LF-AD filter box
Air Sampling — Wagner Filters | AD-10-0335 | Wagner Filter Element LF-AD-ES 10 Micron (replacement) | 168 | Replacement element for LF-AD-1 filter box
Air Sampling — Wagner Filters | AD-10-0332 | Wagner Filter Element LF-AD-E2 5 Micron (replacement) | 161 | Replacement element for LF-AD-2 filter box
Air Sampling — Wagner Filters | 7010-0134 | 30 Micron Filter Box | 252
Air Sampling — Wagner Misc | AD-10-0005 | ASD Sound Absorber | 383
Air Sampling — Wagner Misc | AD-05-0563 | Wagner Diagnostic Tool — Laptop USB to Wagner | 1590
Air Sampling — MicroSens | AD-05-4531 | MicroSens 0.5% Std PreAlarm | 2386
Air Sampling — MicroSens | AD-05-4539 | MicroSens 0.5% DeepFreeze PreAlarm -40°C | 2862
Air Sampling — MicroSens | 7010-6700 | MicroSens Backbox with I/O Device | 449
Air Sampling — MicroSens | 7010-6701 | MicroSens Backbox (AD-05-3500) | 207
Air Sampling — Fittings | 230-0061 | Pipe (4m Length) | 15 | 25mm ASD pipe
Air Sampling — Fittings | 230-0062 | Pipe Coupling STD DX40025 | 3
Air Sampling — Fittings | 230-0063 | Pipe Coupling IP65 DX43025 | 5
Air Sampling — Fittings | 230-0067 | Large 90° Bend Standard | 15
Air Sampling — Fittings | 230-0068 | End Cap 25mm DX52125 | 1
Air Sampling — Fittings | 230-0072 | Pipe Clip Saddle GW50603 | 4
Air Sampling — Fittings | 230-0121 | Label Sampling Pipe Roll 200 | 58
Air Sampling — Fittings | 230-0081 | Sampling Point Kit 10mm Friction Fit | 41
Air Sampling — Fittings | 230-0082 | Sampling Point Kit 10mm Locking | 45
Air Sampling — Fittings | 01-10-9040 | T Pipe Connector 25mm PVC | 9
Conv. Sounders — VTG/VSO | 4107-3001 | VTG Sounder Red Shallow Base (AS7240-3) | 107
Conv. Sounders — VTG/VSO | 4107-3002 | VTG Sounder Red Deep Body (AS7240-3) | 119
Conv. Sounders — VTG/VSO | 4107-3003 | VTG Sounder White Shallow Body (AS7240-3) | 107
Conv. Sounders — VTG/VSO | 4107-3004 | VTG Sounder White Deep Base (AS7240-3) | 119
Conv. Sounders — VTG/VSO | 4107-3005 | VSO Sounder White Body (AS7240-3) | 108
Conv. Sounders — VTG/VSO | 4107-3008 | VSO White Sounder Cover Plate | 12
Conv. Sounders — VTB-I | 4107-5101 | VTB-I Red Lens Shallow Red Body (AS7240-3) | 158
Conv. Sounders — VTB-I | 4107-5103 | VTB-I Red Lens Deep Red Body (AS7240-3) | 169
Conv. VADs — VXB-VC | 4107-1101 | VXB-VC White Flash Shallow White Body (AS7240-23) | 184
Conv. VADs — VXB-VC | 4107-1102 | VXB-VC White Flash Deep White Body (AS7240-23) | 194
Conv. VADs — VXB-VC | 4107-1103 | VXB-VC Red Flash Shallow White Body (AS7240-23) | 184
Conv. VADs — VXB-VC | 4107-1104 | VXB-VC Red Flash Deep White Body (AS7240-23) | 194
Conv. VADs — VXB-VC | 4107-1105 | VXB-VC Red Flash Shallow Red Body (AS7240-23) | 184
Conv. VADs — VXB-VC | 4107-1106 | VXB-VC Red Flash Deep Red Body (AS7240-23) | 194
Conv. VADs — VXB-VW | 4107-1151 | VXB-VW White Flash Shallow White Body (AS7240-23) | 188
Conv. VADs — VXB-VW | 4107-1153 | VXB-VW Red Flash Shallow White Body (AS7240-23) | 184
Conv. VADs — VXB-VW | 4107-1155 | VXB-VW Red Flash Shallow Red Body (AS7240-23) | 200
Conv. VADs — VXB-VW | 4107-1131 | Dual VXB Shallow Red & White Flash White Body | 351
Conv. VADs — VXB-VW | 4107-1132 | Dual VXB Deep Red & White Flash White Body | 363
Conv. Sounder+Beacon | 4107-5203 | VTB-VC Red Flash Shallow White Body (AS7240-3 & 23) | 245
Conv. Sounder+Beacon | 4107-5204 | VTB-VC Red Flash Deep White Body (AS7240-3 & 23) | 257
Conv. Sounder+Beacon | 4107-5205 | VTB-VC Red Flash Shallow Red Body (AS7240-3 & 23) | 245
Conv. Sounder+Beacon | 4107-5206 | VTB-VC Red Flash Deep Red Body (AS7240-3 & 23) | 257
LED Beacons | 4107-1001 | Red LED Beacon White Shallow Body | 87
LED Beacons | 4107-1002 | Amber LED Beacon White Shallow Body | 89
LED Beacons | 4107-1003 | Red LED Beacon White Deep Body | 72
LED Beacons | 4107-1009 | Red LED Beacon Red Deep Body | 77
LED Beacons | 4107-1005 | Dual LED Beacon Shallow Base | 217
LED Beacons | 4107-1006 | Dual LED Beacon Deep Base | 238
Remote Indicators | 209-0004 | Remote Indicator — Fire Alarm in Concealed Space | 15
Remote Indicators | 209-0005 | Remote Indicator — Fire Alarm in Roof Space | 15
Remote Indicators | 209-0006 | Remote Indicator — Fire Alarm in Room | 15
Remote Indicators | 209-0007 | Remote Indicator — Fire Alarm in Duct | 15
Remote Indicators | 209-0008 | Remote Indicator — Fire Alarm in Cupboard | 15
Remote Indicators | 209-0009 | Remote Indicator — Fire Alarm Under Floor | 15
Remote Indicators | 209-0010 | Remote Indicator — Fire Alarm in Return Air | 15
Remote Indicators | 209-0014 | Remote Indicator — Fire Alarm Above | 15
Remote Indicators | 209-0017 | Remote LED + Buzzer on Clipsal White S/Gang Plate | 148
Alarm Bells | 206-0012 | AFB-63 Bell 150mm Red 24VDC | 53
Alarm Bells | 206-0011 | AFB-63 Bell 150mm Red 12VDC | 60
Alarm Bells | 206-0001 | Bell 200mm 24VDC Red | 80
Alarm Bells | 206-0006 | Bell Back Box | 29
Warning Signs — ARC | 4210-0110 | Warning Sign (No Fascia Plate) | 354
Warning Signs — ARC | 4210-0120 | Warning Sign IP65 (No Fascia Plate) | 714
Warning Signs — ARC | 4210-0131 | Fire Alarm Do Not Enter Fascia Plate | 60
Warning Signs — ARC | 4210-0132 | Fire Alarm Evacuate Area Fascia Plate | 60
Warning Signs — ARC | 4210-0133 | Do Not Enter Gas Discharged Fascia Plate | 60
Warning Signs — ARC | 4210-0134 | Fire Door Closing Fascia Plate | 60
Warning Signs — ARC | 4210-0135 | Extinguishing System Inoperative Fascia Plate | 60
Warning Signs — ARC | 4210-0136 | Custom Legend Fascia Plate (specify text on order) | 380
Speakers — Ampac | 4113-6001 | SPK6 White Ceiling Speaker 6W Red PET Rear Cover | 40
Speakers — Ampac | 4113-6002 | SPK6 White Ceiling Speaker 6W Red ABS Rear Cover | 42
Speakers — Ampac | 4113-6003 | SPK6 White Ceiling Speaker 6W Red Metal Rear Cover | 70
Speakers — Ampac | 4113-6201 | SPK7 Grey Horn Speaker Ceramic Term & Fuse | 110
Speakers — Ampac | 4113-6401 | SPK8 White Sound Projector Ceramic Term & Fuse | 100
Speakers — AS7240-24 | 4113-1054 | Ceiling Speaker White ABS Grille (Grommets) AS7240-24 | 65
Speakers — AS7240-24 | 4113-1056 | Ceiling Speaker White Alumin Grille (Grommets) AS7240-24 | 100
Speakers — AS7240-24 | 4113-1058 | Ceiling Speaker White Metal Grille AS7240-24 | 70
Speakers — AS7240-24 | 4113-1064 | Ceiling Speaker 5W 8" White ABS Plastic AS7240-24 | 140
Speakers — AS7240-24 | 4113-1074 | Ceiling Speaker 15W 8" White Plastic High Power AS7240-24 | 185
Speakers — AS7240-24 | 4113-1025 | Horn Speaker 10W Grey EQ AS7240-24 | 185
Speakers — AS7240-24 | 4113-1027 | Horn Speaker 10W White EQ AS7240-24 | 198
Speakers — AS7240-24 | 4113-1034 | Surface Mount Speaker 15W 8" White AS7240-24 | 180
Speakers — AS7240-24 | 4113-1036 | Surface Mount 4" Speaker White One-Shot EQ AS7240-24 | 91
AA Sounders — XP95 | 4107-4001 | XP95 Integrated Base Sounder (AS7240-3) | 121
AA Sounders — XP95 | 4107-4002 | XP95 Open Area Sounder Red Body (AS7240-3) | 226
AA Sounders — XP95 | 4107-4003 | XP95 Open Area Sounder White Body (AS7240-3) | 226
AA VADs — XP95 | 4107-2001 | XP95 VAD White Flash C-3-8 White Body (AS7240-23) | 221
AA VADs — XP95 | 4107-2002 | XP95 VAD White Flash C-3-8 Red Body (AS7240-23) | 221
AA VADs — XP95 | 4107-2005 | XP95 VAD Cat W Red Body (AS7240-23) | 248
AA VADs — XP95 | 4107-2006 | XP95 VAD Cat W White Body (AS7240-23) | 248
AA VADs — XP95 | 4107-2007 | XP95 Base VAD Cat O (AS7240-23) | 248
AA Sounder+VAD — XP95 | 4107-6001 | XP95 Base Sounder VID Beacon (AS7240-3) | 280
AA Sounder+VAD — XP95 | 4107-6002 | XP95 Base Sounder VAD Cat O (AS7240-3 & 23) | 291
Door Holders | 212-0012 | Ampac Door Holder 24VDC 50KG | 143
Door Holders | 4101-1001 | Surface Mount 200N 24V ABS Case Door Holder | 146
Door Holders | 4101-1002 | Surface Mount 200N 230V ABS Case Door Holder | 154
Door Holders | 4101-1003 | Surface Mount 500N 24V ABS Case Door Holder | 148
Door Holders | 4101-1004 | Surface Mount 200N 24V Steel Case Door Holder | 162
Door Holders | 4101-3001 | Flush Mount 24V Door Holder | 152
Door Holders | 4101-2001 | Floor Mount 200N 24V Cast Aluminium Door Holder | 218
Door Holders | 4101-2002 | Floor Mount 500N 24V Cast Aluminium Door Holder | 247
Door Holders | 4101-4001 | Universal Mount 500N Short Stand 24V Door Holder | 212
Door Holders | 4101-4002 | Universal Mount 500N Long Stand 24V Door Holder | 245
Door Holders | 4101-4003 | Universal Mount 1000N Short Stand 24V Door Holder | 263
Door Holders | 4101-4004 | Universal Mount 1000N Long Stand 24V Door Holder | 303
Door Holders | 4101-5001 | IP65 Protected 1200N 24V Door Holder | 491
Door Holders | 4101-6001 | Floor Mounting Bracket | 33
Door Holders | 268-0003 | Remote Door Release Plate Vertical Screen | 67
Door Holders | 268-0010 | Remote Door Release Plate Horizontal Screen | 67
Batteries | 210-0008 | 12V 1.3AH SLA Battery | 28
Batteries | 210-0006 | 12V 3.2AH SLA Battery | 39
Batteries | 210-0016 | 12V 7AH SLA Battery | 33
Batteries | 210-0010 | 12V 12AH SLA Battery | 93
Batteries | 210-0003 | 12V 18AH SLA Battery | 107
Batteries | 210-0012 | 12V 26AH SLA Battery | 158
Batteries | 210-0021 | 12V 33AH SLA Battery | 206
Batteries | 210-0013 | 12V 40AH SLA Battery | 290
Batteries | 210-0023 | 12V 55AH SLA Battery | 422
Batteries | 210-0015 | 12V 65AH SLA Battery | 375
Batteries | 210-0004 | 12V 75AH SLA Battery | 400
Batteries | 210-0002 | 12V 100AH SLA Battery | 576
Batteries | 210-0022 | 12V 120AH SLA Battery | 670
Batteries | 210-0017 | 12V 150AH SLA Battery | 788
Batteries | 210-0038 | 12V 190AH SLA Battery | 1284
Batteries | 210-0011 | 12V 200AH SLA Battery | 1308
Batteries | 210-0024 | 12V 250AH SLA Battery | 1357
Power Supplies | 4510-1100 | MultiAmp-DH 250MA Flush Mount | 320
Power Supplies | 4510-1101 | MultiAmp-DH 250MA Surface Mount | 320
Power Supplies | 4510-8102 | 2A PSU — Space for 2 x 12AH Batteries | 670
Power Supplies | 4510-8202 | 2A PSU — Space for 2 x 38AH Batteries | 760
Power Supplies | 4510-8205 | 5A PSU — Space for 2 x 38AH Batteries | 823
Power Supplies | 4510-8210 | 10A PSU — Space for 2 x 38AH Batteries | 1333
Power Supplies | 4510-8305 | 5A PSU — Space for 2 x 65AH Batteries | 1100
Power Supplies | 4510-8310 | 10A PSU — Space for 2 x 65AH Batteries | 1653
Power Supplies | 4510-9002 | 2A 27.6VDC PSU Module | 452
Power Supplies | 4510-9005 | 5A 27.6VDC PSU Module | 583
Power Supplies | 4510-9010 | 10A 27.6VDC PSU Module | 1003
Power Supplies | 159-0161 | 5A Door Holder PSU inc 5A Relay | 686
Ancillary Equipment | 215-0003 | Break Glass Key Holder D2 | 40
Ancillary Equipment | 268-0002 | Wall Box Metal 25mm Deep for MCPs | 14
Ancillary Equipment | 201-0101 | Mounting Block for S65/XP95 Base | 20
Ancillary Equipment | 4112-2004 | Smoke Detector Cage 75Dx175mm | 136
Ancillary Equipment | 4112-2005 | Smoke Detector Cage 95Dx175mm | 148
Ancillary Equipment | 4112-2018 | Rapid Bracket Main Assembly | 182
Ancillary Equipment | 4112-2019 | Rapid Bracket 1M Tube | 43
Ancillary Equipment | 4112-2020 | Rapid Bracket 3M Tube | 61
Test Equipment | 204-0014 | Smoke Detector Test Gas 250ml Aerosol | 125
Test Equipment | 204-0015 | Canned Smoke 150ml Handheld | 66
Test Equipment | 204-0020 | Carbon Monoxide Smoke Can Detector Tester (Test Pole) | 91
Test Equipment | 204-0030 | Smoke Stick Holder & 6 Refills (Ampac branded) | 91
Test Equipment | 204-0031 | Smoke Stick Refills Pack of 6 (Ampac branded) | 65
Test Equipment | 4112-2009 | Ampac Loop Tester | 2585

## Want Access — EWP
WANT ACCESS — EWP Hire Rates (AUD excl. GST) ¦ Flamesafe Fire Protection ¦ Effective 14 Apr 2026 ¦ Valid until 30 Apr 2027
Contact: 02 9603 8883 ¦ hire@wantaccess.com.au ¦ 35 Anzac Ave, Smeaton Grange NSW 2567 ¦ Metro rates only — all other locations POA
⚠ Damage Waiver: 15% of hire cost only (no admin, PPSR or environmental levies) ¦ Harnesses: $5/day or $10/week with each boom lift ¦ Diesel: $4.75/L on-charge, $3.95/L supplied to site ¦ Gas bottles: $69.50/bottle ¦ Fuel levy: 23% on all transport (from 08.04.2026) ¦ Call-out fuel surcharge: $25.00
Category | Type / Terrain | Description | Day Rate (AUD) | Week Rate (AUD) | Notes
Vertical Lifts | Electric | 12ft (3.6m) Vertical | 55 | 120
Vertical Lifts | Electric | 16ft (4.8m) Vertical | 55 | 120
Vertical Lifts | Electric | 20ft (6.0m) Vertical | 110 | 190
Vertical Lifts | Electric | 26ft (8m) Star 10 Vertical Mast | 110 | 380
Vertical Lifts | Push Around | 34ft (10.4m) Vertical | 130 | 310
Scissor Lifts | Electric | 15ft (4.5m) Scissor | 55 | 120
Scissor Lifts | Electric | 15ft (4.5m) Micro Scissor | 55 | 120
Scissor Lifts | Electric | 19ft (5.8m) Scissor | 55 | 120
Scissor Lifts | Electric | 20ft (6.1m) Scissor | 55 | 120
Scissor Lifts | Electric | 20ft (6.1m) Wide Scissor | 90 | 150
Scissor Lifts | Electric | 26ft (7.9m) Narrow Scissor | 80 | 240
Scissor Lifts | Electric | 26ft (7.9m) Scissor | 80 | 240
Scissor Lifts | Electric | 32ft (9.8m) Narrow Scissor | 90 | 280
Scissor Lifts | Electric | 32ft (9.8m) Scissor | 105 | 320
Scissor Lifts | Electric | 40ft (12.1m) Scissor | 140 | 520
Scissor Lifts | Rough Terrain | 33ft (10.05m) Scissor | 130 | 430
Scissor Lifts | Rough Terrain | 41/43ft (12.5/13.1m) Scissor | 200 | 600
Scissor Lifts | Rough Terrain | 50ft (15.2m) Scissor | 260 | 750
Scissor Lifts | Self Levelling | 19ft (5.9m) Athena Bi-Levelling Scissor | 330 | 1150
Boom Lifts | Electric Knuckle | 32ft (9.8m) Knuckle Boom | 170 | 600
Boom Lifts | Electric Knuckle | 45ft (13.8m) Knuckle Boom | 190 | 650
Boom Lifts | Rough Terrain Knuckle | 34ft (10.4m) Knuckle Boom | 170 | 600
Boom Lifts | Rough Terrain Knuckle | 46ft (13.8m) Knuckle Boom | 190 | 650
Boom Lifts | Rough Terrain Knuckle | 51ft (15.5m) Knuckle Boom | 250 | 760
Boom Lifts | Rough Terrain Knuckle | 60ft (18.2m) Knuckle Boom | 220 | 800
Boom Lifts | Rough Terrain Knuckle | 80ft (24.1m) Knuckle Boom | 300 | 1150
Boom Lifts | Rough Terrain Knuckle | 135ft (41m) Knuckle Boom | 1300 | 3900
Boom Lifts | Rough Terrain Stick | 46ft (13.8m) Stick Boom | 190 | 650
Boom Lifts | Rough Terrain Stick | 66ft (20.1m) Stick Boom | 220 | 800
Boom Lifts | Rough Terrain Stick | 86ft (26.2m) Stick Boom | 300 | 1150
Boom Lifts | Rough Terrain Stick | 135ft (41m) Stick Boom | 1300 | 3900
Boom Lifts | Hybrid Boom Elec/Diesel | 33ft (10.05m) Nifty HR12 Boom Lift | 320 | 825
Boom Lifts | Hybrid Boom Elec/Diesel | 60ft (18.2m) Hybrid Knuckle Boom | 400 | 1300
Forklifts & Telehandlers | Electric | Electric Pallet Jacks | 120 | 235
Forklifts & Telehandlers | Gas & Rough Terrain | 2.5T Gas Forklift | 120 | 235
Forklifts & Telehandlers | Gas & Rough Terrain | 3.0T Gas Forklift | 150 | 285
Forklifts & Telehandlers | Gas & Rough Terrain | 2.5T 6M Telehandler | 300 | 700
Forklifts & Telehandlers | Gas & Rough Terrain | 3T 7M Telehandler | 350 | 850
Forklifts & Telehandlers | Gas & Rough Terrain | 3.5T 10M Telehandler | 420 | 1100
Forklifts & Telehandlers | Gas & Rough Terrain | 4T 17M Telehandler | 480 | 1400
Attachments |  | EQSS Secondary Scissor Lift Guarding | 2.5 | 5
Attachments |  | Electric Scissor Lift — Pipe Racks | 8 | 20
Attachments |  | Electric Scissor Lift — Board Carriers | 8 | 20
Attachments |  | Diesel Scissor Lift — Pipe Racks | 15 | 35
Attachments |  | Forklift — Rotator | 30 | 75
Attachments |  | 2.5T Telehandler — Rotator | 30 | 75
Attachments |  | 2.5T Telehandler — Jib | 20 | 55
Attachments |  | 3T & Over Telehandler — Rotator | 35 | 85
Attachments |  | 3T & Over Telehandler — Jib | 25 | 65
Scaffold | Aluminium Towers | Aluminium Towers (minimum 1 week hire) | N/A | $45/vert. m | $45 per vertical metre per week — minimum 1 week
TRANSPORT — Each Way (Metro Only) ¦ 23% Temporary Fuel Levy applies ¦ Non-metro: POA
Category / Equipment |  | Description | One-Way Transport (AUD) |  | Notes
Vertical Lifts |  |  | 170 | First unit; $140 each additional
Electric Scissor to 26ft |  |  | 170 | First unit; $140 each additional
Electric Scissor 32ft |  |  | 185
Electric Scissor 40ft |  |  | 200
Star 10 & Athena |  |  | 215
Diesel Scissor to 33ft |  |  | 215
Diesel Scissor 39ft |  |  | 250
Diesel Scissor 43ft |  |  | 245
Diesel Scissor 53ft |  |  | 265
Booms to 34ft |  |  | 225
Booms to 46ft |  |  | 250
Booms to 51ft |  |  | 275
Booms to 67ft |  |  | 370
Booms to 86ft |  |  | 440
Booms to 135ft |  |  | 510
Booms to 150ft |  |  | 570
Booms to 180ft |  |  | POA | POA
1.8T/2.5T Forklift |  |  | 220
2.5T Telehandler |  |  | 260
3T Telehandler |  |  | 280
3.5T Telehandler |  |  | 315
4T Telehandler |  |  | 370
Nifty HR12 |  |  | 200
Attachments |  |  | 170
Scaffold |  |  | 170

## FireSense
FIRESENSE Pty Ltd — Trade Price List (AUD excl. GST) ¦ NSW 2026 Catalogue ¦ Flamesafe Fire Protection customer pricing
Contact: (02) 8850 2888 ¦ sales@firesense.com.au ¦ 18-20 Brookhollow Ave, Norwest NSW 2153 ¦ All prices excl. GST and freight. # = rebates may apply. P.O.A = price on application.
Category | Product Code | Description | Trade Price (AUD) | Notes
Batteries & Ancillary | BATT-1.2 | Battery set 1.2ah (2x12v) | 37
Batteries & Ancillary | BATT-100 | Battery set 100ah (2x12v) | 689.01
Batteries & Ancillary | BATT-12 | Battery set 12ah (2x12v) | 103.35
Batteries & Ancillary | BATT-120 | Battery set 120ah (2x12v) | 826.8
Batteries & Ancillary | BATT-12V-100-DC | Battery 100ah Deep Cycle (1x12v) | 319.68
Batteries & Ancillary | BATT-12V-120-DC | Battery 120ah Deep Cycle (1x12v) | 358.11
Batteries & Ancillary | BATT-12V-75-DC | Battery 75ah Deep Cycle (1x12v) | 262.03
Batteries & Ancillary | BATT-12V-85-DC | Battery 85ah Deep Cycle (1x12v) | 290.86
Batteries & Ancillary | BATT-150 | Battery set 150ah (2x12v) | 895.71
Batteries & Ancillary | BATT-18 | Battery set 18ah (2x12v) | 137.8
Batteries & Ancillary | BATT-2.3 | Battery set 2.3ah (2x12v) | 41.46
Batteries & Ancillary | BATT-200 | Battery set 200ah (2x12v) | 1240.21
Batteries & Ancillary | BATT-22 | Battery set 22ah (2x12v) same case size as BATT-18 | 229.66
Batteries & Ancillary | BATT-26 | Battery set 26ah (2x12v) | 242.43
Batteries & Ancillary | BATT-33 | Battery set 33ah (2x12v) | 255.18
Batteries & Ancillary | BATT-40 | Battery set 40ah (2x12v) | 344.51
Batteries & Ancillary | BATT-45 | Battery set 45ah (2x12v) | 387.88
Batteries & Ancillary | BATT-55 | Battery set 55ah (2x12v) | 482.31
Batteries & Ancillary | BATT-65 | Battery set 65ah (2x12v) | 482.31
Batteries & Ancillary | BATT-7 | Battery set 7ah (2x12v) | 47.21
Batteries & Ancillary | BATT-75 | Battery set 75ah (2x12v) | 620.11
Batteries & Ancillary | BATT-85 | Battery set 85ah (2x12v) | 650.73
Batteries & Ancillary | BELL-6 | 150mm - 6" Alarm bell - 24Vdc | 52
Batteries & Ancillary | BELL-6-12V | 150mm - 6" Alarm bell - 12Vdc | 133.86
Batteries & Ancillary | BELL-8 | 200mm - 8" Alarm bell - 24Vdc | 57.19
Batteries & Ancillary | BELL-BASE | Mounting base to suit 6" and 8" bells | 15.89
Batteries & Ancillary | CWSO-RR-S1 | ENScape Surface mount sounder - red low profile base | 55.91
Batteries & Ancillary | CWSO-WW-S1 | ENScape Surface mount sounder - white low profile base | 54.77
Batteries & Ancillary | CWSS-RR-S5 | ENScape Sounder Beacon (VAD) red body:red flash:clear lens:low profile base | 156.91
Batteries & Ancillary | CWSS-RR-W5 | ENScape Sounder Beacon (VAD) red body:red flash:clear lens:IP65/deep base | 156.91
Batteries & Ancillary | CWSS-RW-S5 | ENScape Sounder Beacon (VAD) red body:white flash:clear lens:low profile base | 152.91
Batteries & Ancillary | CWSS-WW-S5 | ENScape Sounder Beacon (VAD) white body:white flash:clear lens:low profile base | 152.91
Batteries & Ancillary | CWST-RR-S5 | ENScape Beacon (VAD) red body:red flash:clear lens:low profile base | 125.53
Batteries & Ancillary | CWST-RR-W5 | ENScape Beacon (VAD) red body:red flash:clear lens:IP65/deep base | 133.51
Batteries & Ancillary | CWST-RW-S5 | ENScape Beacon (VAD) red body:white flash:clear lens:low profile base | 125.53
Batteries & Ancillary | CWST-WW-S5 | ENScape Beacon (VAD) white body:white flash:clear lens:low profile base | 125.53
Batteries & Ancillary | CWST-WW-W5 | ENScape Beacon (VAD) white body:white flash:clear lens:IP65/deep base | 133.51
Batteries & Ancillary | DET-GUARD | Detector Guard - White Wire Style | 83.66
Batteries & Ancillary | DET-GUARD-8200-W | Detector Guard - White Punched Metal Style | 112.36
Batteries & Ancillary | DET-GUARD-8201-W | Detector Guard Spacer 50mm - to suit STI-8200-W | 56.86
Batteries & Ancillary | DET-GUARD-CLEAR | Detector Guard - Clear Plastic Style | 93.28
Batteries & Ancillary | DGP1 | DGP1 - Metal Mounting box for 1 by XP/AZM modules | 113.5
Batteries & Ancillary | DGP2 | DGP2 - Metal Mounting box for 2 by XP/AZM modules | 119.23
Batteries & Ancillary | DGP4 | DGP4 - Metal Mounting box for 4 by XP/AZM modules | 188.01
Batteries & Ancillary | E2S-BExBG05-D-24DC-RD | 5 Joule Hazardous Area Red Beacon 24vdc IECEx Version - 270ma | 2379.9
Batteries & Ancillary | E2S-BExBG10-E-24DC-RD | 10 Joule Hazardous Area Red Beacon 24vdc IECEx Version - 660ma | 2980.62
Batteries & Ancillary | E2S-BExDL15D-100V | 15W Hazardous Area Horn Speaker 100v Line | 1179.14
Batteries & Ancillary | E2S-IS-mC1-R-R | Minalert Sounder and Beacon Red 24vdc - 48ma | 1149.89
Batteries & Ancillary | FLASHNI | FLASHNI - Combined Sounder Strobe 90dB IP54 | 114.4
Batteries & Ancillary | FS-H10-G-7240 | Redback 10w Horn Speaker - Grey | 155.55
Batteries & Ancillary | FS-PRJ-15-7240 | L-VJP15A/EN-W - AS7240 Approved 15w Sound Projector - White | 134.49
Batteries & Ancillary | FS-PRJ-15-7240-BK | L-VJP15A/EN-BK - AS7240 Approved 15w Sound Projector - Black | 149.44
Batteries & Ancillary | FS-SP4-7240 | FireSense FS-SP4-7240 : 100mm ceiling speaker with metal grill | 41.84
Batteries & Ancillary | FS-SP4-7240-BK | FireSense FS-SP4-7240-BK : 100mm ceiling speaker with metal grill - Black | 56.51
Batteries & Ancillary | FS-SP4-SMB-7240 | FireSense surface mount enclosure to suit FS-SP4-7240 | 22.82
Batteries & Ancillary | FS-SP4-SMB-7240-BK | FireSense surface mount enclosure to suit FS-SP4-7240-BK | 24.99
Batteries & Ancillary | FULL-MAINS-BASE | 240V Mains Base Red for ROSH, FLASHNI and STR-FULL | 33.71
Batteries & Ancillary | FULL-MAINS-BASE-W | 240V Mains Base White for ROSH, FLASHNI and STR-FULL | 33.71
Batteries & Ancillary | FULL-R-D-BASE | Fulleon RED deep base, increases IP rating to IP65 | 20.22
Batteries & Ancillary | FULL-R-S-BASE | Fulleon RED shallow base, IP54 | 13.24
Batteries & Ancillary | FULL-W-D-BASE | Fulleon WHITE deep base, increases IP rating to IP65 | 20.22
Batteries & Ancillary | FULL-W-S-BASE | Fulleon WHITE shallow base, IP54 | 13.01
Batteries & Ancillary | GRILL-100 | 100mm Ceiling Grill | 4.38
Batteries & Ancillary | GRILL-200 | 200mm Ceiling Grill | 6.9
Batteries & Ancillary | GRM-2008 | Additional Dual Risk Gas Release Module - (Monitored Stopgas) | 1102.66
Batteries & Ancillary | HOLESAW | Holesaw - 140mm to suit 100mm Oneshot speakers | 101.59
Batteries & Ancillary | HORN-GUARD | Wire Guard to Suit Horn Speaker - Black | 193.51
Batteries & Ancillary | LABEL-FIRESERVICES | LABEL - "FIRE SERVICES" White Text on Red 30x90mm | 12.61
Batteries & Ancillary | LABEL-WIP | LABEL - "WIP" White Text on Red 40x50mm | 12.61
Batteries & Ancillary | MCP-F-R-M-CO | Red break glass with clean contact and surface mount box - Fulleon | 40.02
Batteries & Ancillary | MCP-F-SF | Spare flap for Fulleon Red Break Glass | 14.3
Batteries & Ancillary | MCP-K-G-M | Green break glass with surface mount box - KAC | 52.17
Batteries & Ancillary | MCP-K-KEY-PK10 | Spare Key for KAC break glass -(Pack of 10) | 29.89
Batteries & Ancillary | MCP-K-R-IP67 | Red break glass, weather proof (IP67) - KAC - Marine Grade | 224.14
Batteries & Ancillary | MCP-K-R-IS-IP67 | Red Intrinsically Safe Call Point - KAC IP67 Red | 597.72
Batteries & Ancillary | MCP-K-R-M | Red break glass with surface mount box - KAC - 470R | 29.89
Batteries & Ancillary | MCP-K-SF | KAC Spare Flap to suit KAC Rounded Front Call Points | 15.25
Batteries & Ancillary | MCP-K-SG-PK10 | Spare glass for KAC break glass - (Pack of 10) | 44.82
Batteries & Ancillary | MCP-K-W-IP67 | White break glass, weather proof (IP67) - KAC - Marine Grade | 298.85
Batteries & Ancillary | MCP-K-W-M | White break glass with surface mount box - KAC - Clean Contact | 41.84
Batteries & Ancillary | MCP-K-Y-M | Yellow break glass with flap and surface box | 68.02
Batteries & Ancillary | MDH-ANV-C | Spare anvil to suit CSA 50 Kgs door holders | 40.02
Batteries & Ancillary | MDH1350 | 25-50kg Door Holder - 30-65mA | 109.2
Batteries & Ancillary | MDH1360 | 100kg Door Holder - Wall Mounted | 140.39
Batteries & Ancillary | MDH1369 | 50kg - Floor mount 60mA | 128.71
Batteries & Ancillary | MDH1370-15 | 50kg - Floor/wall mount with 15cm ext 60mA | 150.8
Batteries & Ancillary | MDH1370-30 | 50kg - Floor/wall mount with 30cm ext 60mA | 157.3
Batteries & Ancillary | MDHREM | Remote release plate for Door Holders - Vertical | 34.66
Batteries & Ancillary | METER-IMPEDANCE | Impedance meter Q2004 Calculates Speaker Load in Watts and Ohms | 367.67
Batteries & Ancillary | METER-SPL | SPL Meter, Q1264 | 199.55
Batteries & Ancillary | MIC-HAND | OWS Hand held Microphone to suit OWS with no Voice | 66.53
Batteries & Ancillary | NFS-BSO-IV | Addressable base sounder : Sounder AS7240.3 Compliant : loop powered | 97.8
Batteries & Ancillary | NFS-BSO-W | Addressable base sounder: White : Sounder AS7240.3 Compliant : loop powered | 98.62
Batteries & Ancillary | NFS-BSS-WHITE | Addr base sounder-beacon :White: Sounder AS7240.3 Compliant : loop powered | 141.29
Batteries & Ancillary | NFS-WSO | Addressable wall mount sounder : Sounder AS7240.3 Compliant : loop powered | 110.59
Batteries & Ancillary | NFX-BASE-WHITE | Base - B501AP - for NFX Series Sounders - (Pure White) | 10.33
Batteries & Ancillary | NFX-BASE-WPW | Base Waterproof - WPW - (Pure White) for NFX Series Sounders | 29.89
Batteries & Ancillary | NFX-ISB | NTF CLIP Pure Wh.Sound/Strobe red flash clear lens - w Isolator | 143.46
Batteries & Ancillary | NFX-ISB-BASE | NTF CLIP Pure White Sounder/Strobe Base red flash - clear lens - w Isolator | 149.44
Batteries & Ancillary | NFX-LID-W | Lid - IBS-LIDPW - (Pure White) for NFX Series Sounders (1Lid) | 16.12
Batteries & Ancillary | NFX-LID-W-PK10 | Lid - IBS-LIDPW - (Pure White) for NFX Series Sounders (10 Pack) | 149.44
Batteries & Ancillary | NFX-STR-BASE | NFXI-BF-WCS - Loop Pwr Strobe - B501 base - white - red flash - clear lens | 154.81
Batteries & Ancillary | NFX-STR-SOU-BASE | NFXI-BSF-WCH - Loop Pwr Strobe/Sounder - B501 base - white - red flash - clear lens | 234.98
Batteries & Ancillary | NFX-STR-SOU-WALL | WWA-PC-I02 - Loop Pwr Strobe/Sounder Wall Mount - white - white flash - clear lens | 217.46
Batteries & Ancillary | NFX-STR-WALL | WWL-PC-I02 - Loop Pwr Strobe Wall Mount - white - white flash - clear lens | 140.99
Batteries & Ancillary | ONESHOT-SUPPORT | Support brace for 100mm OneShot Speakers | 11.06
Batteries & Ancillary | RAPID-1M | Rapid Bracket - 1m Kit (Assembly and Extendable to 1m Tube) | 185
Batteries & Ancillary | RAPID-3M | Rapid Bracket - 3m Kit (Assembly and Extendable to 3m Tube) | 197
Batteries & Ancillary | RAPID-ARBOR | Rapid Bracket - Arbor for Holesaw with 6mm pilot drill | 17
Batteries & Ancillary | RAPID-HOLESAW | Rapid Bracket - 165mm Holesaw | 66
Batteries & Ancillary | RB-SP100-7240-LP | Redback C2160 100mm Ceiling Speaker with plastic grill Low Profile | 55.29
Batteries & Ancillary | RIP-FA-CON | Remote Indicator - (FIRE ALARM - IN CONCEALED SPACE) | 13.58
Batteries & Ancillary | ROSH-D | Roshni Sounder - Red, Deep base (100dB) with Iso Tones | 66.2
Batteries & Ancillary | ROSH-S | Roshni Sounder - Red, Shallow base (100dB) with Iso Tones | 66.2
Batteries & Ancillary | ROSH-S-WHITE | Roshni Sounder - White, Shallow base (100dB) with Iso Tones | 66.2
Batteries & Ancillary | SMOKE-A10S | Can of test smoke 250ml to suit Solo Detector Tester (HFC Free) | 78.86
Batteries & Ancillary | SMOKE-BOMB-BVS | Smoke bombs Brandax VS 4 minute, 60gm packet of 5 | 210.93
Batteries & Ancillary | SMOKE-BOMB-VENT | Smoke bombs Ventilax 3 minute, 18gm packet of 5 | 136.19
Batteries & Ancillary | SMOKE-PEN | Smoke Pen - Includes 6 Refills | 87.54
Batteries & Ancillary | SMOKE-PEN-RF | Smoke Pen Refill Pack - 6 Refills | 70.95
Batteries & Ancillary | SMOKE-SABRE | Can of test smoke 150 gram with Sabre plastic extension | 57.65
Batteries & Ancillary | SOLO770-001 | SOLO 770-001 Battery Baton | 536.78
Batteries & Ancillary | SQUASHNI-H | Squashni sounder base, (OFF WHITE) | 52.97
Batteries & Ancillary | STI-3150 | STI-3150 Weatherproof (IP44) Enclosure for MCP or STOPGAS Station | 263.54
Batteries & Ancillary | STOPGAS | Remote Release/Stop Gas Station | 313.3
Batteries & Ancillary | STR-DUAL | Dual Strobe (Red and Amber) on white plate - 100mA each | 119.74
Batteries & Ancillary | STR-FULL-A | Fulleon Amber Strobe - 90mA | 55.61
Batteries & Ancillary | STR-FULL-B | Fulleon Blue Strobe - 90mA | 66.2
Batteries & Ancillary | STR-FULL-CLEAR | Fulleon Clear Strobe - 90mA | 59.7
Batteries & Ancillary | STR-FULL-G | Fulleon Green Strobe - 90mA | 63.55
Batteries & Ancillary | STR-FULL-R | Fulleon Red Strobe - 90mA | 55.61
Batteries & Ancillary | STR-LABEL | Strobe Label - White Metal Plate Screen Printed "FIRE" | 19.26
Batteries & Ancillary | STR-SOL-C-WR | Strobe : Solista LX Ceiling : White Body : Red Flash : Shallow Base | 93.59
Batteries & Ancillary | STR-SOL-C-WW | Strobe : Solista LX Ceiling : White Body : White Flash : Shallow Base | 93.59
Batteries & Ancillary | STR-SOL-W-RR | Strobe : Solista LX Wall : Red Body : Red Flash -Shallow Base | 97.24
Batteries & Ancillary | STR-SOU-W-RW | Strobe:Sounder : ROLP LX Wall : Red Body : White Flash | 121.68
Batteries & Ancillary | STR-SOU-W-WW | Strobe:Sounder : ROLP LX Wall : White Body : White Flash | 121.68
Batteries & Ancillary | TESTIFIRE-101 | Testifire 101 - 1m Reach Extension Pole | 534.24
Batteries & Ancillary | TESTIFIRE-6001 | Smoke & Heat Detector Test Kit, 6m Pole, Carry Bag | 6811.98
Batteries & Ancillary | TESTIFIRE-TC3 | Testifire TC3 - CO Capsules 6 Pack | 921.78
Batteries & Ancillary | TESTIFIRE-TS3 | Testifire TS3 - Smoke Capsules 6 Pack | 1012.51
Batteries & Ancillary | TRUTEST-SMOKE | Aero 400 Smoke can for Trutest Detector Tester - 250ml | 88.27
Batteries & Ancillary | USB-SERIAL-ADP | USB to Serial adaptor (US232R-100 works with XP Vista Win 7 and 10) | 100.88
Batteries & Ancillary | WARN-S | Warning signs - LED - (without face plate) | 329.5
Batteries & Ancillary | WARN-SYS | Warning Sign - Extinguishing System Inoperative - Complete | 360.86
Batteries & Ancillary | WARN-SYS-WP | Weatherproof Warning Sign - Extinguishing System Inoperative - Complete | 517.78
Batteries & Ancillary | WARN-WP | Warning Signs - LED - Weather proof (without face plate) | 433.62
Batteries & Ancillary | WIP-BOX | Surface mounted enclosure for WIP (Red) | 204.28
Batteries & Ancillary | WIP-T | Warden phone (WIP) to suit EWIS panel | 133.64
Batteries & Ancillary | WS-CUST | Warning Sign Face Plate "CUSTOM FACE PLATE" | 136.93
Batteries & Ancillary | WS-CUST-WP | W/Proof Warning Sign Face Plate "CUSTOM FACE PLATE" | 133.51
Batteries & Ancillary | WS-DNE-GD | Warning Sign Face Plate "DO NOT ENTER, GAS DISCHARGED" | 47.06
Batteries & Ancillary | WS-DNE-GD-WP | W/Proof W/Sign Face Plate "DO NOT ENTER, GAS DISCHARGED" | 47.06
Batteries & Ancillary | WS-FA-DNE | Warning Sign Face Plate "FIRE ALARM, DO NOT ENTER" | 47.06
Batteries & Ancillary | WS-FA-DNE-WP | W/Proof Warning Sign Face Plate "FIRE ALARM DO NOT ENTER" | 47.06
Batteries & Ancillary | WS-FA-EA | Warning Sign Face Plate "FIRE ALARM, EVACUATE AREA" | 47.06
Batteries & Ancillary | WS-FA-EA-WP | W/Proof Warning Sign Face Plate "FIRE ALARM EVACUATE AREA" | 47.06
Batteries & Ancillary | WS-FDC | Warning Sign Face Plate "FIRE DOOR CLOSING" | 47.06
Cable Accessories | FRC-STR1 | Fire Cable Stripping Tool - FR DET (30150) | 41.34
Cable Accessories | FRC-STR2 | Fire Cable Stripping Tool - FR PWR (30400) | 41.34
Cable Accessories | SST-200 | 304 Stainless Steel Cable Ties - 200mm long - Pack of 100 | 17.2
Cable Accessories | SST-360 | 304 Stainless Steel Cable Ties - 360mm long - Pack of 100 | 18.52
Cable Accessories | SST-GUN | Stainless Steel Cable Tie Gun with Adjustable Tensioner | 148.84
Detectors & Modules | HOC-A | Hochiki Conventional Type A thermal - DCD-A | 64.79
Detectors & Modules | HOC-B | Hochiki Conventional Type B thermal - DFJ-60B | 64.79
Detectors & Modules | HOC-BASE | Hochiki Base For Conventional Detectors | 25.86
Detectors & Modules | HOC-BS | Hochiki Type B Sealed Thermal DFG-60BLKJ (no base required) | 158.05
Detectors & Modules | HOC-C | Hochiki Conventional thermal Type C | 64.79
Detectors & Modules | HOC-D | Hochiki Conventional Type D thermal DFJ-90D | 71.85
Detectors & Modules | HOC-IS-BASE | Hochiki YBN-R-4IS - Intrinsically Safe Base | 50.15
Detectors & Modules | HOC-IS-P | Hochiki SLR-E-IS - Intrinsically Safe Photo Optical Conv Detector | 466.67
Detectors & Modules | HOC-IS-T | Hochiki DCD-1E-IS(WHT) - Intrinsically Safe Thermal Conv Detector | 646.57
Detectors & Modules | HOC-P | Hochiki Conventional Photo Optical Smoke SLV-AS | 118.38
Detectors & Modules | INT-AM | Adjustable Mount (required for all Flame Detectors) | 403.48
Detectors & Modules | INT-IR3 | IR3 Flame Det - Alloy housing | 4874
Detectors & Modules | LHD-105-W-100 | Linear Heat Detection Cable - 100m Roll - White - 105 Degree C |  | P.O.A
Detectors & Modules | LHD-68-R-100 | Linear Heat Detection Cable - 100m Roll - Red - 68 Degree C |  | P.O.A
Detectors & Modules | LHD-68-R-200 | Linear Heat Detection Cable - 200m Roll - Red - 68 Degree C |  | P.O.A
Detectors & Modules | LHD-68-R-500 | Linear Heat Detection Cable - 500m Roll - Red - 68 Degree C |  | P.O.A
Detectors & Modules | LHD-78-R-100 | Linear Heat Detection Cable - 100m Roll - Red - 78 Degree C |  | P.O.A
Detectors & Modules | LHD-88-W-100 | Linear Heat Detection Cable - 100m Roll - White - 88 Degree C |  | P.O.A
Detectors & Modules | LHD-LOCPLUS-CON | LHD - Locator Plus Alarm Location and Interface Controller | 1252.5
Detectors & Modules | LHD-LOCPLUS-EOL | LHD - Locator Plus End Of Line Unit | 447.32
Detectors & Modules | OLS-E-100 | E-Type 100 Degree C Heat Detector Probe | 251.52
Detectors & Modules | OLS-E-130 | E-Type 130 Degree C Heat Detector Probe | 270.5
Detectors & Modules | OLS-E-60 | E-Type 60 Degree C Heat Detector Probe | 242.02
Detectors & Modules | OSE-HPW | OSE-HPW - Emitter - High power, wired at 24VDC | 1053.31
Detectors & Modules | OSE-INST | OSID-INST - OSID Installation Kit | 359.21
Detectors & Modules | OSE-SP | OSE-SP - Emitter - Standard power, battery version | 478.59
Detectors & Modules | OSE-SPW | OSE-SPW - Emitter - Standard power, wired at 24VDC | 478.59
Detectors & Modules | OSI-10 | OSI-10 - Imager - 7 degree coverage, 24VDC | 992.71
Detectors & Modules | OSI-90 | OSI-90 - Imager - 80 degree coverage, 24VDC | 1023.02
Detectors & Modules | SS-2012-24 | 2012/24AUSI 9-24v Photoelectric Smoke Alarm Temp-3 Sounder | 92.14
Detectors & Modules | SS-A | S.Sensor - 5151RAUS - Conv Thermal - Rate Of Rise 63 Deg. | 37.36
Detectors & Modules | SS-B | S.Sensor - 5151AUS - Conv Thermal - Fixed temp 63 Deg. | 37.36
Detectors & Modules | SS-BASE | Base for S.Sensor conventional detectors (B401) | 11.49
Detectors & Modules | SS-BS | 885-WP - Type B Sealed | 99.27
Detectors & Modules | SS-C | S.Sensor - 5151RHAUS - Conv Thermal - Rate of rise 90 Deg. | 37.36
Detectors & Modules | SS-D | S.Sensor - 5151HAUS - Conv Thermal -Fixed temp 90 Deg. | 37.36
Detectors & Modules | SS-DST10 | Sampling tube for duct probes - 2.4m - 3.7m ducts | 50.15
Detectors & Modules | SS-DST3 | Sampling tube for duct probes - 0.5m - 1.2m ducts | 28.74
Detectors & Modules | SS-DST5 | Sampling tube for duct probes - 1.2m - 2.4m ducts | 36.05
Detectors & Modules | SS-FZM1 | FLASHSCAN/CLIP Conventional Zone Module (FZM-1) | 143.69
Detectors & Modules | SS-ISOX | FLASHSCAN/CLIP Isolator Module (ISO-X ) | 114.94
Detectors & Modules | SS-M200-DIN | Din Rail Mounting Clip to Suit FDMR-1 | 13.58
Detectors & Modules | SS-M200-PMB | Panel Mounting Clip to Suit FDMR-1 | 13.58
Detectors & Modules | SS-M200-SMB | Surface Mount Box to Suit FDMR-1 | 17.24
Detectors & Modules | SS-M500 | FLASHSCAN/CLIP Addressable Break Glass Unit (M500) | 107.36
Detectors & Modules | SS-M500-W-IP67 | CLIP Addressable Break Glass Unit IP67 (KAC-WCP-5A-RSG) | 287.37
Detectors & Modules | SS-M700XE | FLASHSCAN/CLIP Isolator Module (M-700XE) | 114.94
Detectors & Modules | SS-P | S.Sensor - Photo Optical Smoke 7% Obs/M (2151) | 67.93
Detectors & Modules | SS-PROBE-D2 | SS-PROBE-D2-AUS Conventional 2 Wire Duct Probe with Detector | 339.09
Detectors & Modules | SS-PROBE-D4120 | SS-PROBE-D4120 Standalone 4 Wire Duct Probe with Detector | 396.04
Detectors & Modules | SS-PROBE-D4120W | SS-PROBE-D4120 Standalone 4 Wire Duct Probe with Detector - IP66 | 467.1
Detectors & Modules | SS-SMB500 | Plastic Mounting box for FLASHSCAN/CLIP modules (SMB500) | 14.38
Detectors & Modules | SS-WB1 | WB1 - Wet Base Shroud to Suit B401 & B501 Base | 64.79
Detectors & Modules | SS-XP10M | FLASHSCAN/CLIP 10 way Monitored Input Module (XP10M) | 790.25
Detectors & Modules | SS-XP6C | FLASHSCAN/CLIP 6 way Output Module (XP6C) | 568.46
Detectors & Modules | SS-XP6MA | FLASHSCAN/CLIP 6 Conventional Zone Interface Module (XP6MA) | 568.46
Detectors & Modules | SS-XP6R | FLASHSCAN/CLIP 6 way Relay Module (XP6R) | 474.16
Detectors & Modules | SSF-A-951R-BK | FST-951RAUS-BL - BLACK - FLASHSCAN 900 - ROR Thermal Detector | 92.14
Detectors & Modules | SSF-A-951R-IV | FST-951RAUS-IV - IVORY - FLASHSCAN 900 - ROR Thermal Detector | 80.62
Detectors & Modules | SSF-A-951R-W | FST-951RAUS - WHITE - FLASHSCAN 900 - ROR Thermal Detector | 80.62
Detectors & Modules | SSF-ADD-PROG | CP500 Programmer for Sealed Addressable Detectors | 250.78
Detectors & Modules | SSF-AS-851R-IV | FST-851R-WP - IVORY - SEALED - FLASHSCAN ROR Thermal Detector | 135.84
Detectors & Modules | SSF-B-951-BK | FST-951AUS-BL - BLACK - FLASHSCAN 900 - Fixed Thermal Detector | 92.14
Detectors & Modules | SSF-B-951-IV | FST-951AUS-IV - IVORY - FLASHSCAN 900 - Fixed Thermal Detector | 80.62
Detectors & Modules | SSF-B-951-W | FST-951AUS - WHITE - FLASHSCAN 900 - Fixed Thermal Detector | 80.62
Detectors & Modules | SSF-BASE-BK | B501AUS-BK - BLACK - Base for FLASHSCAN Detectors | 22.99
Detectors & Modules | SSF-BASE-IV | B501AUS-IV - IVORY - Base for FLASHSCAN Detectors | 8.79
Detectors & Modules | SSF-BASE-W | B501AUS-W - WHITE - Base for FLASHSCAN Detectors | 8.79
Detectors & Modules | SSF-BS-851-IV | FST-851-WP - IVORY - SEALED - FLASHSCAN Fixed Temp Detector | 143.69
Detectors & Modules | SSF-D-951H-IV | FST-951HAUS-IV - IVORY - FLASHSCAN 900 - High Temp Detector | 86.38
Detectors & Modules | SSF-D-951H-W | FST-951HAUS - WHITE - FLASHSCAN 900 - High Temp Detector | 86.38
Detectors & Modules | SSF-FCM1 | FCM-1 - FLASHSCAN/CLIP Supervised Control Module | 107.62
Detectors & Modules | SSF-FDMR1 | FDMR-1 - FLASHSCAN 2 Input 2 Relay Output Module | 301.74
Detectors & Modules | SSF-FMM1 | FLASHSCAN Monitor Module (FMM-1) | 107.62
Detectors & Modules | SSF-FMM101 | FLASHSCAN Mini Monitor Module (FMM-101) | 86.21
Detectors & Modules | SSF-FRM1 | FRM-1 - FLASHSCAN/CLIP Relay Control Module | 107.62
Detectors & Modules | SSF-ISOBASE-IV | B501BI-IV (B5241-EFT-1-IV) - IVORY - ISOLATOR Base | 43.1
Detectors & Modules | SSF-ISOBASE-W | B501BI-W (B5241-EFT-1W) - WHITE - ISOLATOR Base | 50.15
Detectors & Modules | SSF-OSI-RI | FS-OSI-RI Addressable Beam Detector | 1436.82
Detectors & Modules | SSF-P-951-BK | FSP-951AUS-BL - BLACK - FLASHSCAN 900 - Photo Optical Detector | 92.14
Detectors & Modules | SSF-P-951-IV | FSP-951AUS-IV - IVORY - FLASHSCAN 900 - Photo Optical Detector | 85.25
Detectors & Modules | SSF-P-951-W | FSP-951AUS - WHITE - FLASHSCAN 900 - Photo Optical Detector | 80.62
Detectors & Modules | SSF-PROBE-DNR | SSF-PROBE-DNR Addressable Duct Probe without Detector | 244.26
Detectors & Modules | SSF-PROBE-DNRW | SSF-PROBE-DNR Addressable Duct Probe without Detector - IP66 | 316.1
Detectors & Modules | SSF-PTI-951-IV | FPTI-951AUS-IV - IVORY - FLASHSCAN 900 - Photo Thermal IR Detector | 147.44
Detectors & Modules | SSF-PTI-951-W | FPTI-951AUS - WHITE - FLASHSCAN 900 - Photo Thermal IR Detector | 138.22
Earth Cable LSZH Class 6 | LSZH-10-1CE | Earth Cable - 10mm - 1Core |  | P.O.A
Earth Cable LSZH Class 6 | LSZH-120-1CE | Earth Cable - 120mm - 1Core - Per Meter |  | P.O.A
Earth Cable LSZH Class 6 | LSZH-16-1CE | Earth Cable - 16mm - 1Core - Per Meter |  | P.O.A
Earth Cable LSZH Class 6 | LSZH-2.50-1CE | Earth Cable - 2.50mm - 1Core (Indent Only) |  | P.O.A
Earth Cable LSZH Class 6 | LSZH-25-1CE | Earth Cable - 25mm - 1Core - Per Meter |  | P.O.A
Earth Cable LSZH Class 6 | LSZH-35-1CE | Earth Cable - 35mm - 1Core - Per Meter |  | P.O.A
Earth Cable LSZH Class 6 | LSZH-4.00-1CE | Earth Cable - 4.00mm - 1Core (Indent Only) |  | P.O.A
Earth Cable LSZH Class 6 | LSZH-50-1CE | Earth Cable - 50mm - 1Core - Per Meter |  | P.O.A
Earth Cable LSZH Class 6 | LSZH-6.00-1CE | Earth Cable - 6.00mm - 1Core |  | P.O.A
Earth Cable LSZH Class 6 | LSZH-70-1CE | Earth Cable - 70mm - 1Core - Per Meter |  | P.O.A
Earth Cable LSZH Class 6 | LSZH-95-1CE | Earth Cable - 95mm - 1Core - Per Meter |  | P.O.A
FR Cable — Detection 2C | FR-0.75-2C | Fire Rated Cable - 0.75mm - 2 Core | 2.44
FR Cable — Detection 2C | FR-0.75-2C-250 | Fire Rated Cable - 0.75mm - 2 Core - 250m Roll | 610
FR Cable — Detection 2C | FR-0.75-2C-500 | Fire Rated Cable - 0.75mm - 2 Core - 500m Roll | 1220
FR Cable — Detection 2C | FR-1.00-2C | Fire Rated Cable - 1.00mm - 2 Core | 2.37
FR Cable — Detection 2C | FR-1.00-2C-250 | Fire Rated Cable - 1.00mm - 2 Core - 250m Roll | 592.5
FR Cable — Detection 2C | FR-1.00-2C-500 | Fire Rated Cable - 1.00mm - 2 Core - 500m Roll | 1185
FR Cable — Detection 2C | FR-1.50-2C | Fire Rated Cable - 1.50mm - 2 Core | 2.75
FR Cable — Detection 2C | FR-1.50-2C-250 | Fire Rated Cable - 1.50mm - 2 Core - 250m Roll | 687.5
FR Cable — Detection 2C | FR-1.50-2C-500 | Fire Rated Cable - 1.50mm - 2 Core - 500m Roll | 1375
FR Cable — Detection 2C | FR-2.50-2C | Fire Rated Cable - 2.50mm - 2 Core | 5.43
FR Cable — Detection 2C | FR-2.50-2C-250 | Fire Rated Cable - 2.50mm - 2 Core - 250m Roll | 1358.3
FR Cable — Detection 2C | FR-2.50-2C-500 | Fire Rated Cable - 2.50mm - 2 Core - 500m Roll | 2716.6
FR Cable — Detection 2C | FR-4.00-2C | Fire Rated Cable - 4.00mm - 2 Core | 7.8
FR Cable — Detection 2C | FR-6.00-2C | Fire Rated Cable - 6.00mm - 2 Core | 9.69
FR Cable — Detection 2C Screened | FR-0.75-2CS | Fire Rated Cable - 0.75mm - 2 Core Screened | 4.17
FR Cable — Detection 2C Screened | FR-0.75-2CS-250 | Fire Rated Cable - 0.75mm - 2 Core Screened - 250m Roll | 1042.1
FR Cable — Detection 2C Screened | FR-0.75-2CS-500 | Fire Rated Cable - 0.75mm - 2 Core Screened - 500m Roll | 2084.2
FR Cable — Detection 2C Screened | FR-1.50-2CS | Fire Rated Cable - 1.50mm - 2 Core Screened | 4.5
FR Cable — Detection 2C Screened | FR-1.50-2CS-250 | Fire Rated Cable - 1.50mm - 2 Core Screened - 250m Roll | 1125.4
FR Cable — Detection 2C Screened | FR-1.50-2CS-500 | Fire Rated Cable - 1.50mm - 2 Core Screened - 500m Roll | 2250.8
FR Cable — Detection 2C Screened | FR-2.50-2CS | Fire Rated Cable - 2.50mm - 2 Core Screened | 6.35
FR Cable — Detection 2C White Stripe | FR-0.75-2CW | Fire Rated Cable - 0.75mm - 2 Core with White Stripe | 2.64
FR Cable — Detection 2C White Stripe | FR-0.75-2CW-250 | Fire Rated Cable - 0.75mm - 2 Core with White Stripe - 250m Roll | 660
FR Cable — Detection 2C White Stripe | FR-0.75-2CW-500 | Fire Rated Cable - 0.75mm - 2 Core with White Stripe - 500m Roll | 1320
FR Cable — Detection 2C White Stripe | FR-1.00-2CW | Fire Rated Cable - 1.00mm - 2 Core with White Stripe | 2.54
FR Cable — Detection 2C White Stripe | FR-1.00-2CW-250 | Fire Rated Cable - 1.00mm - 2 Core with White Stripe - 250m Roll | 635
FR Cable — Detection 2C White Stripe | FR-1.00-2CW-500 | Fire Rated Cable - 1.00mm - 2 Core with White Stripe - 500m Roll | 1270
FR Cable — Detection 2C White Stripe | FR-1.50-2CW | Fire Rated Cable - 1.50mm - 2 Core with White Stripe | 2.77
FR Cable — Detection 2C White Stripe | FR-1.50-2CW-250 | Fire Rated Cable - 1.50mm - 2 Core with White Stripe - 250m Roll | 692.5
FR Cable — Detection 2C White Stripe | FR-1.50-2CW-500 | Fire Rated Cable - 1.50mm - 2 Core with White Stripe - 500m Roll | 1385
FR Cable — Detection Other | FR-0.75-10C | Fire Rated Cable - 0.75mm - 10 Core - (5 pair) | 16.17
FR Cable — Detection Other | FR-0.75-3C | Fire Rated Cable - 0.75mm - 3 Core | 3.07
FR Cable — Detection Other | FR-0.75-3C-500 | Fire Rated Cable - 0.75mm - 3 Core - 500m Roll | 1533.4
FR Cable — Detection Other | FR-0.75-4CS | Fire Rated Cable - 0.75mm - 4 Core Screened | 7.85
FR Cable — Detection Other | FR-1.50-10C | Fire Rated Cable - 1.50mm - 10 Core | 19.71
FR Cable — Detection Other | FR-1.50-1C-R-500 | Fire Rated Cable - 1.50mm - 1 Core - Red - 500m Roll | 811.24
FR Cable — Detection Other | FR-1.50-1C-W-500 | Fire Rated Cable - 1.50mm - 1 Core - White - 500m Roll | 811.24
FR Cable — Detection Other | FR-1.50-4C | Fire Rated Cable - 1.50mm - 4 Core | 6.47
FR Cable — Detection Other | FR-1.50-4C-250 | Fire Rated Cable - 1.50mm - 4 Core - 250m Roll | 1616.7
FR Cable — Detection Other | FR-1.50-4C-500 | Fire Rated Cable - 1.50mm - 4 Core - 500m Roll | 3233.4
FR Cable — Detection Other | FR-1.50-4CS | Fire Rated Cable - 1.50mm - 4 Core Screened | 8.53
FR Cable — Detection Other | FR-1.50-4CS-250 | Fire Rated Cable - 1.50mm - 4 Core Screened - 250m Roll | 2133.5
FR Cable — Detection Other | FR-1.50-6C | Fire Rated Cable - 1.50mm - 6 Core | 11.32
FR Cable — Power Class 2 Multicore | FR-0.75-8CS | Fire Rated Cable - 0.75mm - 8 Core Screened | 12.36
FR Cable — Power Class 2 Multicore | FR-2.50-2C+E | Fire Rated Cable - 2.50mm - 2 Core + 2.50mm2 Earth |  | P.O.A
FR Cable — Power Class 2 Multicore | FR-2.50-3C+E | Fire Rated Cable - 2.50mm - 3 Core + 2.50mm2 Earth |  | P.O.A
FR Cable — Power Class 2 Multicore | FR-2.50-3C+ES | Fire Rated Cable - 2.50mm - 3 Core + 2.50mm2 Earth Screened |  | P.O.A
FR Cable — Power Class 2 Multicore | FR-2.50-4C+E | Fire Rated Cable - 2.50mm - 4 Core + 2.50mm2 Earth |  | P.O.A
FR Cable — Power Class 2 Multicore | FR-4.00-2C+E | Fire Rated Cable - 4.00mm - 2 Core + 2.50mm2 Earth |  | P.O.A
FR Cable — Power Class 2 Multicore | FR-4.00-3C+E | Fire Rated Cable - 4.00mm - 3 Core + 2.50mm2 Earth |  | P.O.A
FR Cable — Power Class 2 Multicore | FR-4.00-3C+ES | Fire Rated Cable - 4.00mm - 3 Core + 2.50mm2 Earth Screened |  | P.O.A
FR Cable — Power Class 2 Multicore | FR-4.00-4C+E | Fire Rated Cable - 4.00mm - 4 Core + 2.50mm2 Earth |  | P.O.A
FR Cable — Power Class 2 Multicore | FR-6.00-2C+E | Fire Rated Cable - 6.00mm - 2 Core + 2.50mm2 Earth |  | P.O.A
FR Cable — Power Class 2 Multicore | FR-6.00-3C+E | Fire Rated Cable - 6.00mm - 3 Core + 2.50mm2 Earth |  | P.O.A
FR Cable — Power Class 2 Multicore | FR-6.00-3C+ES | Fire Rated Cable - 6.00mm - 3 Core + 2.50mm2 Earth Screened |  | P.O.A
FR Cable — Power Class 2 Multicore | FR-6.00-4C+E | Fire Rated Cable - 6.00mm - 4 Core + 2.50mm2 Earth |  | P.O.A
FR Cable — Power Class 6 Multicore | FR-10-2C+E | Fire Rated Cable - 10mm - 2 Core + 4.00mm2 Earth |  | P.O.A
FR Cable — Power Class 6 Multicore | FR-10-3C+E | Fire Rated Cable - 10mm - 3 Core + 4.00mm2 Earth |  | P.O.A
FR Cable — Power Class 6 Multicore | FR-10-4C+E | Fire Rated Cable - 10mm - 4 Core + 4.00mm2 Earth |  | P.O.A
FR Cable — Power Class 6 Multicore | FR-16-2C+E | Fire Rated Cable - 16mm - 2 Core + 6.00mm2 Earth |  | P.O.A
FR Cable — Power Class 6 Multicore | FR-16-4C+E | Fire Rated Cable - 16mm - 4 Core + 6.00mm2 Earth |  | P.O.A
FR Cable — Power Class 6 Multicore | FR-25-4C+E | Fire Rated Cable - 25mm - 4 Core + 6.00mm2 Earth |  | P.O.A
FR Cable — Power Class 6 Multicore | FR-35-4C+E | Fire Rated Cable - 35mm - 4 Core + 10mm2 Earth |  | P.O.A
FR Cable — Power Class 6 Multicore | FR-50-4C+E | Fire Rated Cable - 50mm - 4 Core + 16mm2 Earth |  | P.O.A
FR Cable — Power Class 6 Single Core | FR-10-1C | Fire Rated Cable - 10mm - 1 Core |  | P.O.A
FR Cable — Power Class 6 Single Core | FR-120-1C | Fire Rated Cable - 120mm - 1 Core |  | P.O.A
FR Cable — Power Class 6 Single Core | FR-150-1C | Fire Rated Cable - 150mm - 1 Core |  | P.O.A
FR Cable — Power Class 6 Single Core | FR-16-1C | Fire Rated Cable - 16mm - 1 Core |  | P.O.A
FR Cable — Power Class 6 Single Core | FR-185-1C | Fire Rated Cable - 185mm - 1 Core |  | P.O.A
FR Cable — Power Class 6 Single Core | FR-240-1C | Fire Rated Cable - 240mm - 1 Core |  | P.O.A
FR Cable — Power Class 6 Single Core | FR-25-1C | Fire Rated Cable - 25mm - 1 Core |  | P.O.A
FR Cable — Power Class 6 Single Core | FR-300-1C | Fire Rated Cable - 300mm - 1 Core |  | P.O.A
FR Cable — Power Class 6 Single Core | FR-35-1C | Fire Rated Cable - 35mm - 1 Core |  | P.O.A
FR Cable — Power Class 6 Single Core | FR-400-1C | Fire Rated Cable - 400mm - 1 Core |  | P.O.A
FR Cable — Power Class 6 Single Core | FR-50-1C | Fire Rated Cable - 50mm - 1 Core |  | P.O.A
FR Cable — Power Class 6 Single Core | FR-500-1C | Fire Rated Cable - 500mm - 1 Core |  | P.O.A
FR Cable — Power Class 6 Single Core | FR-6-1C | Fire Rated Cable - 6mm - 1 Core |  | P.O.A
FR Cable — Power Class 6 Single Core | FR-630-1C | Fire Rated Cable - 630mm - 1 Core - (Indent Only) |  | P.O.A
FR Cable — Power Class 6 Single Core | FR-70-1C | Fire Rated Cable - 70mm - 1 Core |  | P.O.A
FR Cable — Power Class 6 Single Core | FR-95-1C | Fire Rated Cable - 95mm - 1 Core |  | P.O.A
Misc / No Discounts | FR-1.50-2CX | Fire Rated Cable - 1.50mm - 2 Core - Comms -16 Twists pm | 4.1
Misc / No Discounts | FR-1.50-2CX-500 | Fire Rated Cable - 1.50mm - 2 Core - Comms - 500m Roll | 2050
Misc / No Discounts | STI-1280 | STI-1280 Weather Stopper Back Plate for STI-3150 Increases to IP54 | 55
Misc / No Discounts | STI-3002 | STI-3002 Weather Stopper Gasket for STI-3150 Increases to IP54 | 30
Misc / No Discounts | VSP-PIP-024 | PIP-024 - Non Return Valve for Pipework | 90
Misc / No Discounts | VSP-PURG-2 | FAAST Purging System AFE70-2 (Low Flow) | 1750
Misc / No Discounts | VSP-PURG-3 | FAAST Purging System AFE70-3 (High Flow and sub-zero temperatures) | 2450
Panels & Accessories | 1600-650-11A | FS-1600, 8 Zone, PS-11, In 650 Cabinet | 1419.08
Panels & Accessories | 1600-650-11A-G | FS-1600, 8 Zone, PS-11, Gas Module with Stop Gas, In 650 Cabinet | 2465.58
Panels & Accessories | 1600-650-5A | FS-1600, 8 Zone, PS-5, In 650 Cabinet | 1195.43
Panels & Accessories | 1600-650-5A-30WDA2 | FS-1600, 8 Zone, PS-5, 30w DA2 OWS, Mic, In 650 Cabinet | 2053.97
Panels & Accessories | 1600-900-11A | FS-1600, 8 Zone, PS-11, In 900 Cabinet | 1867.86
Panels & Accessories | 1600-AEM-ZM8 | FS-1600 - AEM-ZM8 Remote LED mimic expansion annuciator 9-16 zones | 343.68
Panels & Accessories | 1600-LABEL-KIT | FS-1600 - Zone label kit | 127.16
Panels & Accessories | 1600-ZEM-8 | FS-1600 - ZEM-8 - 8 Zone expansion module | 448.27
Panels & Accessories | 1668X2 | Dual Conventional 1668 control and Indication on PCB | 533.46
Panels & Accessories | 3030&VE-USB-CABLE | 3030 and VESDA-E series USB Programming Cable - 3.0M | 29.89
Panels & Accessories | 3030-18U-11A | 3030 1 Loop, PS-11, Display, In 18u Window Cabinet |  | P.O.A
Panels & Accessories | 3030-28U-11A | 3030 1 Loop, PS-11, Display, In 28u Window Cabinet |  | P.O.A
Panels & Accessories | 3030-40U-11A | 3030 1 Loop, PS-11, Display, In 40u Window Cabinet |  | P.O.A
Panels & Accessories | 3030-650-11A | 3030 1 Loop, PS-11, Display, In 650 Window Cabinet | 4049.52
Panels & Accessories | 3030-650-11A-G | 3030 1 Loop PS-11 Display Gas Module with Stop Gas In 650 Cabinet | 5379.44
Panels & Accessories | 3030-650-5A | 3030 1 Loop, PS-5, Display, In 650 Window Cabinet | 3639.84
Panels & Accessories | 3030-650-5A-30WDA2 | 3030 1 Loop, PS-5, Display, 30w DA2 OWS, Mic In 650 Window Cabinet | 3597.16
Panels & Accessories | 3030-900-11A | 3030 1 Loop, PS-11, Display, In 900 Window Cabinet | 4357.9
Panels & Accessories | 3030-900-11A-G | 3030 1 Loop PS-11 Display Gas Module with Stop Gas In 900 Cabinet | 5618.53
Panels & Accessories | 3030-900-5A | 3030 1 Loop, PS-5, Display, In 900 Window Cabinet | 4124.24
Panels & Accessories | 3030-ACM-24AT | ACM-24AT - Control annunciator 24 buttons, 48 LED indications | 821.86
Panels & Accessories | 3030-ACM-48A | ACM-48A - Annunciator (control) 48 x LED indications | 672.44
Panels & Accessories | 3030-AEM-24AT | AEM-24AT - Expansion annunciator 24 buttons, 48 LED indications | 747.15
Panels & Accessories | 3030-AEM-48A | AEM-48A - Annunciator (expander) 48 x LED indications | 597.72
Panels & Accessories | 3030-BB-18U | 3030-BB-18U - Battery box to suit 18U Fire Panel - Black | 565.12
Panels & Accessories | 3030-BB-28U | 3030-BB-28U - Battery box to suit 28U or 40U Fire Panel - Black | 565.12
Panels & Accessories | 3030-CPU2 | CPU2-3030AU - AFP-3030 CPU | 2303.7
Panels & Accessories | 3030-DISPLAY | DISP-3030AU - Display module for AFP-3030 | 747.15
Panels & Accessories | 3030-LCD2-80 | LCD2-80 - 80 character LCD remote mimic panel | 1195.43
Panels & Accessories | 3030-LDM-32 | LDM-32 - Lamp Driver Module (control) | 672.44
Panels & Accessories | 3030-LDM-E32 | LDM-E32 - Lamp Driver Module (expander) | 597.72
Panels & Accessories | 3030-NCA2 | CPU2-NCA2AU - NCA-2(AU) CPU | 2241.42
Panels & Accessories | 3030-SCE-8A | SCE-8A - Smoke control Annunciator (expander) 8 x switch groups | 1045.99
Panels & Accessories | 3030-SCE-8L | SCE-8L - Smoke Control Module Expander 8 x switch groups | 1124.8
Panels & Accessories | 3030-SCS-8A | SCS-8A - Smoke Control Annunciator (control) 8 x switch groups | 1124.8
Panels & Accessories | 3030-SCS-8LA | SCS-8LA - Smoke Control Module 8 x switch groups | 1124.8
Panels & Accessories | BI-ARE-C | BI-ARE-C interface to suit Centaur I or II (Not Cube) | 224.14
Panels & Accessories | BI-ARE-CR | BI-ARE-CR interface to suit Code Red, Almos (Shallow) | 224.14
Panels & Accessories | BI-ARE-R | BI-ARE-R interface to suit Romteck Almos (deep) & Centaur II Cube | 224.14
Panels & Accessories | CAB-3030-28U | 28U Cabinet Black (1330 H x 610 W x 380 D) with inner door and gear plate | 2472.92
Panels & Accessories | CAB-3030-40U | 40U Cabinet Black (1865 H x 610 W x 380 D) with inner door and gear plate | 2770.01
Panels & Accessories | CAB-650-BB-BK | Battery Box to suit CAB-650/900 BLACK (Suits batts upto 45A/H) | 448.27
Panels & Accessories | ECS-16-WIP-EXT | FP2012 : FP QE20 16 WIP EXTENDER MODULE (8 Zones fitted Only) | 1054.18
Panels & Accessories | ECS-16-ZONE-EXT | FP2013 : FP QE20 16 ZONE EXTENDER MODULE (8 Zones fitted Only) | 1051.41
Panels & Accessories | ECS-2X4 WAY-SPLIT | FP2023 : FP QE20 2 x 4 WAY 100V SPLITTER MODULE | 1506.62
Panels & Accessories | ECS-8-WIP-EXP-BRD | FP2022 : FP QE20 8 WIP EXPANSION BRD C/W LOOM & MTG | 666.23
Panels & Accessories | ECS-8-ZONE-EXP-BRD | FP2021 : FP QE20 8 ZONE EXPANSION BRD C/W LOOM & MTG | 701.86
Panels & Accessories | ECS-8Z/8-WIP-EXT | FP2011 : FP QE20 8Z/8WIP EXTENDER MODULE | 1420.82
Panels & Accessories | ECS-ALIM | ECS-ALIM(TBC) : KIT QE20 BTO ALIM9706 X 2 ON 1 SLOT BRACKET | 1295.84
Panels & Accessories | ECS-AMP-1X240W | FP2009 : FP QE20 AMP MODULE 240W | 2771.69
Panels & Accessories | ECS-AMP-2X120W | FP2008 : FP QE20 AMP MODULE DUAL 120W | 2550.09
Panels & Accessories | ECS-AMP-4X25W | FP2006 : FP QE20 AMP MODULE QUAD 25W | 2158.23
Panels & Accessories | ECS-AMP-4X60W-RLYS | FP2007 : FP QE20 AMP MODULE QUAD 60W C/W RELAYS | 2886.14
Panels & Accessories | ECS-CAB-BATT-SHELF | FP2020 : FP QE20 19" RACK CAB BATTERY SHELF | 366.18
Panels & Accessories | ECS-CNTRL | FP2000 : FP QE20 CONTROLLER MODULE | 2706.72
Panels & Accessories | ECS-FIBRE-NET-MM | FP2025 : FP QE20 FIBRE IP NETWORKING KIT MULTI MODE | 10319.71
Panels & Accessories | ECS-FIBRE-NET-SM | FP2024 : FP QE20 FIBRE IP NETWORKING KIT SINGLE MODE | 13286.2
Panels & Accessories | ECS-FILTER-5 PACK | FP2028 : FP QE20 COOLING FAN FILTER 5 PACK | 508.14
Panels & Accessories | ECS16 | ECS16 EWIS Panel |  | P.O.A
Panels & Accessories | ECS16-USB-CABLE | ECS16 USB programming cable - 3.0m | 25.16
Panels & Accessories | EWIS&VESDA-CABLE | EWIS & VESDA programming cable assembly - 1.8m | 25.16
Panels & Accessories | EWIS-8EXT | ME0205 8 Zone Extender - Complete with Metalwork and PCB |  | P.O.A
Panels & Accessories | EWIS-ALIM | PA0646 Audio Line Isolator 2 Channel (ALIM) |  | P.O.A
Panels & Accessories | EWIS-AMP200W | KT0519 = 2xPA0647 Amplifier Card & Cable (1x200w) (1 set is 2 amp modules) | 2475.38
Panels & Accessories | EWIS-EAMP | PA0650 Amplifier EAMP9001 (4 x 10w or 2 x 25w) |  | P.O.A
Panels & Accessories | EWIS-ECM | FP1072 ECM Network Card |  | P.O.A
Panels & Accessories | EWIS-ECP | PA0643 ECP PCB, 3 WIP per zone |  | P.O.A
Panels & Accessories | EWIS-ECP-KEY-I2000 | ME0381 First 2 Zones - Mylar (I2000) with Metalwork - No PCB |  | P.O.A
Panels & Accessories | EWIS-ECP-KEY-I2000 | ME0381 First 2 Zones - Mylar (I2000) with Metalwork - No PCB | 850.92
Panels & Accessories | EWIS-ECP-KEY-QE90 | ME0381 First 2 Zones - Mylar (QE90) with Metalwork - No PCB |  | P.O.A
Panels & Accessories | EWIS-EMUX-16 | PA0758 Multiplexor - 16 Sec Speech (EMUX9601) |  | P.O.A
Panels & Accessories | EWIS-EMUX-60 | PA0759 Multiplexor - 60 Sec Speech (EMUX9601) |  | P.O.A
Panels & Accessories | EWIS-FIP-MAS | PA0651 FIP/BGA x 10 Master Module (FIB8910) |  | P.O.A
Panels & Accessories | EWIS-FIP-SLA | PA0652 FIP/BGA x 16 Slave Module (FIPE9004) |  | P.O.A
Panels & Accessories | EWIS-HAMP | PA0690 Amplifier HAMP9308 (2 x 50w or 1 x 100w) |  | P.O.A
Panels & Accessories | EWIS-KEYSWITCH | EWIS 3 Position Keyswitch, Key removable in right position only |  | P.O.A
Panels & Accessories | EWIS-MIC | EWIS Replacement Microphone (I2000 & QE90 Only) |  | P.O.A
Panels & Accessories | EWIS-PSU12A | ME0333 PSU2412, Rack Mount |  | P.O.A
Panels & Accessories | EWIS-PSU6A | ME0331 PSU2406, Rack Mount |  | P.O.A
Panels & Accessories | EWIS-RACK | ME0200 Card Rack c/w Back Plane |  | P.O.A
Panels & Accessories | EWIS-SIB | PA0657 Signal Interface PCB (SE9004) |  | P.O.A
Panels & Accessories | EWIS-SPIF | PA0649 SPIF Card (SPIF9709) |  | P.O.A
Panels & Accessories | EWIS-STROBE | FP1070 Kit - PA0697 Strobe Card - 8 Strobe 16 Relay (STRM9502) |  | P.O.A
Panels & Accessories | EWIS-TRAN-1x100 | PA0692 Transformer Module (1 x 100w) |  | P.O.A
Panels & Accessories | EWIS-TRAN-1x200 | PA0648 Transformer Module (1 x 200w) |  | P.O.A
Panels & Accessories | EWIS-TRAN-2x25 | PA0794 Transformer Module (2 x 25w) |  | P.O.A
Panels & Accessories | EWIS-TRAN-2x50 | PA0691 Transformer Module (2 x 50w) |  | P.O.A
Panels & Accessories | EWIS-TRAN-4x10 | PA0795 Transformer Module (4 x 10w) |  | P.O.A
Panels & Accessories | EWIS-TRAN-4x25 | PA0792 Transformer Module (4 x 25w) |  | P.O.A
Panels & Accessories | EWIS-WIP-TERM | PA0916 WIP Termination Card (WTRM2000) |  | P.O.A
Panels & Accessories | EWIS-WIPCARD | PA1144S WIP Card 30 WIP Slave(WIPS2017) |  | P.O.A
Panels & Accessories | FS-CAB650 | Flush surround 50 x 50 to suit CAB650 - Charcoal | 448.27
Panels & Accessories | FS-CAB650-BLACK | Flush surround 50 x 50 to suit CAB650 - Black Texture (3030) | 448.27
Panels & Accessories | FS-CAB900 | Flush surround 50 x 50 to suit CAB900 | 448.27
Panels & Accessories | FS-CAB900-BLACK | Flush surround 50 x 50 to suit CAB900 - Black Texture (3030) | 448.27
Panels & Accessories | FS-LOCKDOWN | FireSense Lockdown Unit | 2451.31
Panels & Accessories | I-2000 | I-2000 EWIS Panel |  | P.O.A
Panels & Accessories | I2000-BB | Battery box to suit the I2000 Panel - 440mm high | 704.38
Panels & Accessories | N-AAM-L | Alarm Ack. Module - Loop Powered - Includes Input - Horizontal | 169.65
Panels & Accessories | N-ABF-1B | ABF-1B - Recess mounting box with trim for 1 x annunciator | 228.22
Panels & Accessories | N-ABF-1DB | ABF-1DB - Recessed metal box - Perspex door-003 key for LCD-80 | 373.57
Panels & Accessories | N-ABF-2DB | ABF-2DB - Recessed metal box - Perspex door-003 key for 2 Annunciators | 403.45
Panels & Accessories | N-ABS-1TB | ABS-1TB - Metal surface mount box for LCD-80 with trim | 194.26
Panels & Accessories | N-ACM-8RA | N-ACM-8RA Relay module, 8 C/NO/NC relay contacts | 328.74
Panels & Accessories | N-GATEWAY | Embedded Noti-Fire-Net Gateway - Requires NCM | 3863.41
Panels & Accessories | N-HS-NCM-MF | Network Cards High Speed (Multi Mode Fibre) HS-NCM-MF | 2689.73
Panels & Accessories | N-HS-NCM-MF-SF | Network Cards High Speed (Multi Mode-Single Mode Fibre) HS-NCM-MFSF | 2913.85
Panels & Accessories | N-HS-NCM-SF | Network Cards High Speed (Single Mode Fibre) HS-NCM-SF | 3135.28
Panels & Accessories | N-HS-NCM-W-2 | Network Cards High Speed (Wire) HS-NCM-W-2 | 2657.12
Panels & Accessories | N-HS-NCM-W-MF-2 | Network Cards High Speed (Wire-Multi Mode Fibre) HS-NCM-WMF-2 | 2689.73
Panels & Accessories | N-HS-NCM-W-SF-2 | Network Cards High Speed (Wire-Single Mode Fibre) HS-NCM-WSF-2 | 2913.85
Panels & Accessories | N-LCM | Loop Control Module - LCM | 1045.99
Panels & Accessories | N-LDM-R32 | LDM-R32 - 32 Relays driven from the LDM-32 | 672.44
Panels & Accessories | N-LEM | Loop Expander Module - LEM | 932.43
Panels & Accessories | N-NCM-F | Network Cards (Fibre) NCM-F | 1344.86
Panels & Accessories | N-NCM-W | Network Cards (Wire) NCM-W | 1120.71
Panels & Accessories | N-NET-W-R | Network Cards - Wire to Wire Repeater | 971.3
Panels & Accessories | N-NET-WF-R | Network Cards - Wire to Fibre Repeater | 1010.15
Panels & Accessories | N-PDM | Power Distribution Module, 8 Fused Outputs, 2xRelays, 1xDH Output | 254.98
Panels & Accessories | OWS-CMM-2 | Custom Message Module c/w PC Connect Audio Cable | 179.32
Panels & Accessories | OWS-DA2-120W-KIT | 120W DA2 OWS - on chassis - no display - no mic | 1326.93
Panels & Accessories | OWS-DA2-30W-KIT | 30W DA2 OWS - on chassis - no display - no mic | 515.51
Panels & Accessories | OWS-DA2-60W-KIT | 60W DA2 OWS - on chassis - no display - no mic | 691.11
Panels & Accessories | OWS-DA2-MIC | DA2 OWS Microphone and Pre-Amp to suit DA2 OWS Kits | 143.46
Panels & Accessories | OWS-DA2-SAM-4 | 4 Way Speaker Line Card for DA2 OWS Kits ( Required for AS4428.16) | 427.57
Panels & Accessories | OWS-DISP-MIC-B | OWS Display & Microphone Module | 206.78
Panels & Accessories | OWS-MIC | OWS Hand Held Microphone with Connector Fitted to Suit OWS Kits | 74.72
Panels & Accessories | OWS-PA-SELECT | OWS Microphone PA Selector Switch for upto 4 Zones | 430.44
Panels & Accessories | PAG-AUDIO-SWITCH | Paging Console 4 Zone Audio Switcher | 239.58
Panels & Accessories | PAG-CON-A4660 | Paging Console 7 Inch - A4660 | 1382.22
Panels & Accessories | PAG-LINE-OUT | Paging Cosole Line Out Box | 69.18
Panels & Accessories | PCB-993 | Monitored Strobe/Sounder driver card (PCB993F) | 192.62
Panels & Accessories | PS-11 | 24Vdc 11.7 amp power supply wideline approved to AS4428.5 | 896.58
Panels & Accessories | PS-11-BRICK | 24Vdc 11.7 amp power supply Brick ONLY - No Battery Backup | 448.27
Panels & Accessories | PS-2.5-BB-7240 | 24Vdc 2.5 amp PSU in enclosure - AS7240.4 Approved | 597.72
Panels & Accessories | PS-5 | 24Vdc 5.6 amp power supply wideline approved to AS4428.5 | 641.18
Panels & Accessories | PS-5-BB-7240 | 24Vdc 5.0 amp PSU in enclosure - AS7240.4 Approved | 747.15
Panels & Accessories | PS-5-BRICK | 24Vdc 5.6 amp power supply Brick ONLY - No Battery Backup | 298.85
Panels & Accessories | PS-5S | 24Vdc 5.6 amp power supply slimline approved to AS4428.5 | 635.76
Panels & Accessories | SOLO727-001 | SOLO 727-001 Testifire Fast Charger for SOLO770 Battery | 553.45
Panels & Accessories | SP-1600-CPU | FS-1600 - CPU-Termination Board | 1151.85
Panels & Accessories | SP-1600-KEY | FS-1600 - Keypad and Display | 537.63
Panels & Accessories | SP-1600-PS-5 | FS-1600 - PS-5 Replacement | 417.78
Panels & Accessories | SP-BATT-BR2330 | BR-2330 Replacement Button Cell Battery for 1600 and 3030 CPU | 13.84
Panels & Accessories | SP-PSI-KIT | PSI Board Kit to suit 2800 Termination Board | 418.4
Panels & Accessories | SSF-FMM-4-20 | FMM-4-20 - 4-20mA Interface module | 328.74
Panels & Accessories | VESDA-HLI-GW | 2800 Gateway VesdaNET HLI - Req VHX-1420-HFS NCM & VRT-S07 | 3993.82
Sprinklers & ZoneCheck | ZC-100LHXKS | Zonecheck - Left to Right Flow - 100mm - Including FlowSwitch | 2276.75
Sprinklers & ZoneCheck | ZC-100RHXKS | Zonecheck - Right to Left Flow - 100mm - Including FlowSwitch | 2276.75
Sprinklers & ZoneCheck | ZC-150LHXKS | Zonecheck - Left to Right Flow - 150mm - Including FlowSwitch | 2448.6
Sprinklers & ZoneCheck | ZC-150RHXKS | Zonecheck - Right to Left Flow - 150mm - Including FlowSwitch | 2404.08
Sprinklers & ZoneCheck | ZC-50LHXKS | Zonecheck - Left to Right Flow- 50mm - Including FlowSwitch | 2181.48
Sprinklers & ZoneCheck | ZC-50RHXKS | Zonecheck - Right to Left Flow - 50mm - Including FlowSwitch | 2181.48
Sprinklers & ZoneCheck | ZC-65LHXKS | Zonecheck - Left to Right Flow- 65mm - Including FlowSwitch | 2181.48
Sprinklers & ZoneCheck | ZC-65RHXKS | Zonecheck - Right to Left Flow - 65mm - Including FlowSwitch | 2181.48
Sprinklers & ZoneCheck | ZC-80LHXKS | Zonecheck - Left to Right Flow - 80mm - Including FlowSwitch | 2181.48
Sprinklers & ZoneCheck | ZC-80RHXKS | Zonecheck - Right to Left Flow - 80mm - Including FlowSwitch | 2181.48
Sprinklers & ZoneCheck | ZC-KYSE | Zonecheck Keyswitch | 278.25
TPS Cable | TPS-1.50-2CT-200 | FireSense TPS Cable - 1.50mm - 2 Core Twisted - 200m Roll | 210.4
TPS Cable | TPS-1.50-2CT-500 | FireSense TPS Cable - 1.50mm - 2 Core Twisted - 500m Roll | 526
TPS Cable | TPS-1.50-2CTS-200 | FireSense TPS Cable - 1.50mm - 2 Core Twisted Screened- 200m Roll | 304.78
TPS Cable | TPS-1.50-2CTS-500 | FireSense TPS Cable - 1.50mm - 2 Core Twisted Screened- 500m Roll | 761.95
TPS Cable | TPSHF-1.50-2C-500 | FireSense TPSHF Cable - 1.50mm - 2 Core Flat - Halogen Free - 500m Roll | 842.1
TPS Cable | TPSHF-1.50-2CT-500 | FireSense TPSHF Cable - 1.50mm - 2 Core Twisted - Halogen Free - 500m Roll | 908.6
TPS Cable | TPSHF-1.50-2CW-500 | FireSense TPSHF Cable - 1.50mm - 2 Core Flat - White Stripe - Halogen Free - 500m Roll | 842.1
TPS Cable | TPSLD-0.75-2CW-200 | FireSense TPSLD Cable - 0.75mm - 2 Core Flat - White Stripe - 200m Roll | 172
TPS Cable | TPSLD-0.75-2CW-500 | FireSense TPSLD Cable - 0.75mm - 2 Core Flat - White Stripe - 500m Roll | 430
TPS Cable | TPSLD-1.00-2CW-200 | FireSense TPSLD Cable - 1.00mm - 2 Core Flat - White Stripe - 200m Roll | 170.2
TPS Cable | TPSLD-1.00-2CW-500 | FireSense TPSLD Cable - 1.00mm - 2 Core Flat - White Stripe - 500m Roll | 425.5
TPS Cable | TPSLD-1.50-2C-200 | FireSense TPSLD Cable - 1.50mm - 2 Core Flat - 200m Roll | 187.4
TPS Cable | TPSLD-1.50-2C-500 | FireSense TPSLD Cable - 1.50mm - 2 Core Flat - 500m Roll | 468.5
TPS Cable | TPSLD-1.50-2CW-200 | FireSense TPSLD Cable - 1.50mm - 2 Core Flat - White Stripe - 200m Roll | 204.6
TPS Cable | TPSLD-1.50-2CW-500 | FireSense TPSLD Cable - 1.50mm - 2 Core Flat - White Stripe - 500m Roll | 511.5
VESDA, OSID & Ancillaries | E700-CSC | E700-CSC - Sampling Connector for Capillary tubes | 6.28
VESDA, OSID & Ancillaries | E700-CT-RED | E700-CT - Capillary tube 5.2mm ID 8mm OD - RED - PER METRE | 3.63
VESDA, OSID & Ancillaries | E700-EC | E700-EC - End Cap | 3.49
VESDA, OSID & Ancillaries | E700-LB | E700-LB - Large Radius Bend (150mm) | 13.98
VESDA, OSID & Ancillaries | E700-P | E700-P - VESDA pipe per 4 metre length | 10.83
VESDA, OSID & Ancillaries | E700-PC | E700-PC - Pipe Clip single point fix | 3.49
VESDA, OSID & Ancillaries | E700-PJ | E700-PJ - Pipe Junction fitting | 3.49
VESDA, OSID & Ancillaries | E700-SB | E700-SB - Small Radius Bend (90mm) | 12.25
VESDA, OSID & Ancillaries | E700-SP | E700-SP - Sampling Point for Capillary tube end | 8.3
VESDA, OSID & Ancillaries | E700-SP-DCL | E700-SP-DCL - Sampling point decal (200 per roll) | 59.9
VESDA, OSID & Ancillaries | E700-SPLG | E700-SPLG Sampling Point Label Grey | 2.24
VESDA, OSID & Ancillaries | E700-SPLR | E700-SPLR - Sampling point label RED (ea) | 2.3
VESDA, OSID & Ancillaries | E700-T | E700-T - Pipe 25mm Tee Junction | 13.98
VESDA, OSID & Ancillaries | E700-TA | E700-TA - Trunk Adaptor for Capillary tubes | 8.3
VESDA, OSID & Ancillaries | V-FLX-010 | FLX-010 FAAST Flex 1-pipe Stand-alone | 1796.89
VESDA, OSID & Ancillaries | V-FLX-020 | FLX-020 FAAST Flex 2-pipe Stand-alone | 2810.51
VESDA, OSID & Ancillaries | V-FLX-SP-01 | FLX-SP-01 - FAAST Flex Sensing Module | 312.38
VESDA, OSID & Ancillaries | V-FLX-SP-02 | FLX-SP-02 - FAAST Flex Metal Filter (pack of 6) | 76.48
VESDA, OSID & Ancillaries | V-FLX-SP-03-EN | FLX-SP-03-EN - FAAST Flex Front Cover (EN) | 272.75
VESDA, OSID & Ancillaries | V-FLX-SP-05-EN | FLX-SP-05-EN - FAAST Flex Internal Cover Set (EN) | 243.74
VESDA, OSID & Ancillaries | V-FLX-SP-06 | FLX-SP-06 - FAAST Flex Adapter Set | 56.21
VESDA, OSID & Ancillaries | VEA-040-A00 | VESDA-E - VEA-40 Det - with LEDs | 8955.94
VESDA, OSID & Ancillaries | VEA-040-A10 | VESDA-E - VEA-40 Det - with 3.5 Inch Display | 10001.68
VESDA, OSID & Ancillaries | VEP-A00-1P | VESDA-E - VEP - SINGLE PIPE with LEDs - Plastic Enclosure | 5064.13
VESDA, OSID & Ancillaries | VEP-A00P | VESDA-E - VEP - 4 PIPE with LEDs - Plastic Enclosure | 6175.13
VESDA, OSID & Ancillaries | VEP-A10-P | VESDA-E - VEP - 4 PIPE - 3.5inch Display - Plastic Enclosure | 6956.82
VESDA, OSID & Ancillaries | VES-A00-P | VESDA-E - VES - with LEDs - Plastic Enclosure | 10764.42
VESDA, OSID & Ancillaries | VES-A10-P | VESDA-E - VES - 3.5inch Display - Plastic Enclosure | 11647.7
VESDA, OSID & Ancillaries | VEU-A00 | VESDA-E - VEU - with LEDs - Aluminium Enclosure | 8398.3
VESDA, OSID & Ancillaries | VEU-A10 | VESDA-E - VEU - with 3.5 Inch Display - Aluminium Enclosure | 8713.38
VESDA, OSID & Ancillaries | VHH-100 | VHH-100 - Hand Held Programmer + cable | 1509.38
VESDA, OSID & Ancillaries | VHX-0200 | VHX-0200 - HLI - Vesdanet PC Link Windows, Used with VSM4 | 1382.22
VESDA, OSID & Ancillaries | VHX-1200 | VHX-1200 - Wall Mounted HLI and PC Link | 2080.76
VESDA, OSID & Ancillaries | VHX-1420-HFS | Vesda VHX-1420-HFS Modbus HLI to suit VESDA-HLI-GW | 2316.06
VESDA, OSID & Ancillaries | VIC-010 | VIC-010 VESDANet Interface (VN) card | 600.14
VESDA, OSID & Ancillaries | VIC-020 | VIC-020 Expansion card with relays | 395.91
VESDA, OSID & Ancillaries | VLF-250-02 | VLF-250-02 - VESDA LaserFOCUS 250 (25m of pipe or 250m2) | 2621.3
VESDA, OSID & Ancillaries | VLF-500-02 | VLF-500-02 - VESDA LaserFOCUS 500 (50m of pipe or 500m2) | 3312.06
VESDA, OSID & Ancillaries | VLI-880 | VLI-880 - Vesda VLI with Relays and Ethernet only | 7326.31
VESDA, OSID & Ancillaries | VLI-885 | VLI-885 - Vesda VLI with Vesdanet | 7990.37
VESDA, OSID & Ancillaries | VRT-000 | VRT-000 - Remote box with escutcheon only no blank plate | 221.88
VESDA, OSID & Ancillaries | VRT-100 | VRT-100 - Remote box fitted with Programmer | 1626.76
VESDA, OSID & Ancillaries | VRT-200 | VRT-200 - Remote box fitted with VLP Display and 7 Relays | 1861.43
VESDA, OSID & Ancillaries | VRT-300 | VRT-300 - Remote box fitted with Vesdanet Socket | 944.06
VESDA, OSID & Ancillaries | VRT-400 | VRT-400 - Remote box fitted with Scanner Display and 7 Relays | 1808.11
VESDA, OSID & Ancillaries | VRT-500 | VRT-500 - Remote box fitted with blank plate DRP and 7 Relays | 1333.41
VESDA, OSID & Ancillaries | VRT-600 | VRT-600 - Remote box fitted with Display no Relays | 1626.76
VESDA, OSID & Ancillaries | VRT-700 | VRT-700 - Remote box fitted with Scanner Display no Relays | 1626.76
VESDA, OSID & Ancillaries | VRT-800 | VRT-800 - Remote box fitted with Scanner Display and 12 Relays | 2088.66
VESDA, OSID & Ancillaries | VRT-S07 | VRT-S07 - System Relay Module | 1333.41
VESDA, OSID & Ancillaries | VRT-V00 | VRT-V00 - Remote box fitted with Focus Display and 7 Relays | 1861.43
VESDA, OSID & Ancillaries | VSP-000 | VSP-000 Blank Plate | 26.62
VESDA, OSID & Ancillaries | VSP-001 | VSP-001 - Programmer Module | 1248.44
VESDA, OSID & Ancillaries | VSP-002 | VSP-002 - VLP Display Module | 1200.06
VESDA, OSID & Ancillaries | VSP-003 | VSP-003 - Vesdanet Socket | 1074.14
VESDA, OSID & Ancillaries | VSP-004 | VSP-004 - VLS Display Module | 1214.46
VESDA, OSID & Ancillaries | VSP-005 | VSP-005 - Filter Assembly laser plus | 110.77
VESDA, OSID & Ancillaries | VSP-007 | VSP-007 - Remote Termination card, no relays | 525.24
VESDA, OSID & Ancillaries | VSP-008 | VSP-008 - Remote Termination card with 7 relays | 809.08
VESDA, OSID & Ancillaries | VSP-016 | VSP-016 Head termination card with 12 relays | 1659.35
VESDA, OSID & Ancillaries | VSP-025 | VSP-025 - (20 x VSP-005) - Filter Assembly laser plus | 1862.54
VESDA, OSID & Ancillaries | VSP-030 | VSP-030 - VLI Intelligent Filter | 538.7
VESDA, OSID & Ancillaries | VSP-031 | VSP-031 - VLI Secondary Filter | 137.45
VESDA, OSID & Ancillaries | VSP-501 | VSP-501 - Laser Compact Aspirator | 860.49
VESDA, OSID & Ancillaries | VSP-502 | VSP-502 - Laser Compact Display Module | 1257.22
VESDA, OSID & Ancillaries | VSP-610 | VSP-610 - Tamp Proof Samp Point 25-27mm | 302.7
VESDA, OSID & Ancillaries | VSP-620-02 | VSP-620-02 - Tamp Proof Samp Point 8mm Cap | 314.46
VESDA, OSID & Ancillaries | VSP-850-G | VSP-850-G - In-Line Filter Assembly Grey | 189.98
VESDA, OSID & Ancillaries | VSP-855-4 | VSP-855-4 - 4 pack of foam replacement filters to suit VSP-850-G | 145.13
VESDA, OSID & Ancillaries | VSP-860 | VSP-860 Refrigerated Storage Sampling Point Kit | 152.39
VESDA, OSID & Ancillaries | VSP-877 | VSP-877 Flush Mount Sampling Point | 22.36
VESDA, OSID & Ancillaries | VSP-962 | Vesda-E Filter | 127.49
VESDA, OSID & Ancillaries | VSP-962-20 | Vesda-E Filter - 20 pack | 2303.7
VESDA, OSID & Ancillaries | VSP-972 | VESDA-E - VEA - Filter | 161.26
VESDA, OSID & Ancillaries | VSP-977 | VESDA-E - VEA - Filter (10 Pack) | 940.83
VESDA, OSID & Ancillaries | VSP-978 | VESDA-E - VEA - Sample Point Head Removal Key (10 Pack) | 65.02
VESDA, OSID & Ancillaries | VSP-979 | VESDA-E - VEA - M Bore Tube Cutter (3 Pack) | 126.99
VESDA, OSID & Ancillaries | VSP-980-B | VESDA-E - VEA - 6mm Black Sampling Point | 29.46
VESDA, OSID & Ancillaries | VSP-980-W | VESDA-E - VEA - 6mm Standard Sampling Point | 17.42
VESDA, OSID & Ancillaries | VSP-981-B | VESDA-E - VEA - 4mm Black Sampling Point | 29.46
VESDA, OSID & Ancillaries | VSP-981-W | VESDA-E - VEA - 4mm Standard Sampling Point | 17.42
VESDA, OSID & Ancillaries | VSP-982-W | VESDA-E - VEA - 6mm Surface Mount Sampling Point | 17.42
VESDA, OSID & Ancillaries | VSP-983-W | VESDA-E - VEA - 4mm Surface Mount Sampling Point | 17.42
VESDA, OSID & Ancillaries | VSW-VSM4 | VESDA VSM4 Graphics Software |  | P.O.A

## ESA — EWP
ERECT SAFE ACCESS — EWP Hire Quote ESA1728 (AUD) ¦ Flamesafe Fire Protection ¦ Quoted 24 February 2026 ¦ Valid 30 days unless specified
Contact: Maxine Butler — 0427 482 631 ¦ Sydney Metro only (other areas POA) ¦ Daily rate first 3 days, weekly pro-rata from day 4 ¦ Diesel return-fill $3.50/L ¦ All Plant complies with EWPAA Standards with logbooks
⚠ Insurance Levy: 12% (waived if valid COC provided) ¦ Environmental Levy: 1% ¦ GST: 10% applied to (rate + levies) ¦ Boom lifts: 2× safety harnesses @ $5 each per day/week ¦ Transport (+ GST) within Sydney Metro only
Category | Machine Type | Hire Cycle | Base Rate (AUD) | Insurance Levy 12% | Enviro Levy 1% | GST | Total Inc GST (AUD)
Electric Scissor | 19ft Electric Scissor Lift | Daily | 100 | 12 | 1 | 11.3 | 124.3
Electric Scissor | 19ft Electric Scissor Lift | Weekly | 120 | 14.4 | 1.2 | 13.56 | 149.16
Electric Scissor | 26ft Electric Scissor Lift | Daily | 130 | 15.6 | 1.3 | 14.69 | 161.59
Electric Scissor | 26ft Electric Scissor Lift | Weekly | 240 | 28.8 | 2.4 | 27.12 | 298.32
Electric Scissor | 32ft Electric Scissor Lift | Daily | 140 | 16.8 | 1.4 | 15.82 | 174.02
Electric Scissor | 32ft Electric Scissor Lift | Weekly | 280 | 33.6 | 2.8 | 31.64 | 348.04
Electric Scissor | 40ft Electric Scissor Lift | Daily | 250 | 30 | 2.5 | 28.25 | 310.75
Electric Scissor | 40ft Electric Scissor Lift | Weekly | 500 | 60 | 5 | 56.5 | 621.5
Electric Knuckle Boom | 30/34ft Electric Knuckle Boom | Daily | 200 | 24 | 2 | 22.6 | 248.6
Electric Knuckle Boom | 30/34ft Electric Knuckle Boom | Weekly | 600 | 72 | 6 | 67.8 | 745.8
Electric Knuckle Boom | 45ft Electric Knuckle Boom | Daily | 250 | 30 | 2.5 | 28.25 | 310.75
Electric Knuckle Boom | 45ft Electric Knuckle Boom | Weekly | 750 | 90 | 7.5 | 84.75 | 932.25
Transport — Sydney Metro (+ GST)
Category | Machine Type | To Site (excl GST) | Cost | From Site (excl GST) | Cost
Electric Scissor | 19ft Electric Scissor Lift | To Site | 165 | Return / off-hire from site | 165
Electric Scissor | 26ft Electric Scissor Lift | To Site | 165 | Return / off-hire from site | 165
Electric Scissor | 32ft Electric Scissor Lift | To Site | 165 | Return / off-hire from site | 165
Electric Scissor | 40ft Electric Scissor Lift | To Site | 200 | Return / off-hire from site | 200
Electric Knuckle Boom | 30/34ft Electric Knuckle Boom | To Site | 221 | Return / off-hire from site | 221
Electric Knuckle Boom | 45ft Electric Knuckle Boom | To Site | 240 | Return / off-hire from site | 240